## Table S1
Table S1. Summary of permissible water quality limits for human use and consumption as reported by CONAGUA, according to Mexican Official Norm NOM-127-SSA1-2021 (DOF, 2022).
Pollutant parameter | Units | Limits for good water quality | Water Quality Classification for Non-Compliance
a) Groundwater
Alkalinity (Alk) | mg CaCO3/L | 20 ≤ Alk ≤ 400 | Regular
Electrical Conductivity (Cond) | μS/cm | Cond ≤ 2000 | Regular
Total Hardness (Hard) | mg CaCO3/L | Hard ≤ 500 | Regular
Total Dissolved Solids (TDS) | mg/L | TDS ≤ 2000 | Regular
Iron (Fe) | mg/L | Fe ≤ 0.30 | Regular
Manganese (Mn) | mg/L | Mn ≤ 0.15 | Regular
Fluorides (F) | mg/L | F< 1.5 | Poor
Fecal Coliforms (FC) | NMP/100_mL | FC ≤ 1000 | Poor
Nitrate-Nitrogen (NO3-N) | mg/L | NO3-N ≤ 11 | Poor
Arsenic (As) | mg/L | As ≤ 0.025 | Poor
Cadmium (Cd) | mg/L | Cd ≤ 0.005 | Poor
Chromium (Cr) | mg/L | Cr ≤ 0.05 | Poor
Mercury (Hg) | mg/L | Hg ≤ 0.006 | Poor
Lead (Pb) | mg/L | Pb ≤ 0.01 | Poor
b) Lotic
Total Suspended Solids (TSS) | mg/L | TSS ≤ 150 | Regular
Fecal Coliforms (FC) | NMP/100_mL | FC ≤ 1000 | Regular
Escherichia Coli (ECOLI) | NMP/100 ml | ECOLI ≤ 850 | Regular
% Oxygen Demand Saturation (OD%) | % Saturation | 30 < OD% ≤ 130 | Regular
5-day Biochemical Oxygen Demand (BOD5) | mg/L | BOD5 ≤ 30 | Poor
Chemical Oxygen Demand (COD) | mg/L | COD ≤ 40 | Poor
Toxicity Daphnia Magna, 48 h (TD48) | UT | TD48 < 5 | Poor
Toxicity Vibrio Fischeri, 15 min (TF15) | UT | TF15 < 5 | Poor
c) Lentic
Total Suspended Solids (TSS) | mg/L | TSS ≤ 150 | Regular
Fecal Coliforms (FC) | NMP/100_mL | FC ≤ 1000 | Regular
Escherichia Coli (ECOLI) | NMP/100 ml | ECOLI ≤ 850 | Regular
% OD Saturation, surface (ODs%) | % Saturation | 30 < ODs% ≤ 130 | Regular
% OD Saturation, medium (ODm%) | % Saturation | 30 < ODm% ≤ 130 | Regular
% OD Saturation, background (ODb%) | % Saturation | 30 < ODb% ≤ 130 | Regular
5-day Biochemical Oxygen Demand (BOD5) | mg/L | BOD5 ≤ 30 | Poor
Chemical Oxygen Demand (COD) | mg/L | COD > 40 | Poor
Toxicity Daphnia Magna, 48 h, surface (TD48s) | UT | TD48s < 5 | Poor
Toxicity Daphnia Mahna, 48 h, background (TD48b) | UT | TD48b < 5 | Poor
Toxicity Vibrio Fischeri, 15 min, surface (TF15s) | UT | TF15s < 5 | Poor
Toxicity Vibrio Fischeri, 15 min, background (TF15b) | UT | TF15b < 5 | Poor
d) Coastal
Total Suspended Solids (TSS) | mg/L | TSS ≤ 150 | Regular
Fecal Coliforms (FC) | NMP/100_mL | FC ≤ 1000 | Regular
% OD Saturation, surface (ODs%) | % Saturation | 30 < ODs% ≤ 130 | Regular
% OD Saturation, medium (ODm%) | % Saturation | 30 > ODm% ≤ 130 | Regular
% OD Saturation, background (ODb%) | % Saturation | 30 > ODb% ≤ 130 | Regular
Fecal Enterococci (FE) | NMP/100 ml | FE ≤ 200 | Poor
Toxicity Vibrio Fischeri, 15 min, surface (TF15s) | UT | TF15s < 5 | Poor
Toxicity Vibrio Fischeri, 15 min, background (TF15b) | UT | TF15b < 5 | Poor

## Table S2
Table S2. Details about upper (second column, denoted as "a") and lower (fourth column, denoted as "b") threshold values for each contaminant parameter, along with the percentages of rows (third and fifth columns) where these thresholds were identified for each dataset.
Contaminants | Lower thresholds (a) | Percentage of rows below lower thresholds (%) | Upper thresholds (b) | Percentage of rows below above upper thresholds (%)
a) Groundwater
Alkalinity (Alk) | <25 | 0.16086
Electrical Conductivity (Cond) | <15 | 0.021448
Total Hardness (Hard) | <20 | 1.8016
Total Dissolved Solids (TDS) | <9.6 | 0.010724
| <25 | 0.064343
Iron (Fe) | <0.0041 | 17.4477
Manganese (Mn) | <0.00021 | 51.4424
Fluorides (F) | <0.0364 | 6.992
Fecal Coliforms (FC) | <1 | 13.9839 | >24196 | 0.36461
| <10 | 32.0858 | >2400 | 0.17158
| <3 | 14.2735 | >24000 | 0.10724
| <30 | 8.7936
| <2 | 0.48257
Nitrate-Nitrogen (NO3-N) | <0.031 | 6.1019
Arsenic (As) | <0.0015 | 62.1984
| <0.01 | 0.010724
Cadmium (Cd) | <0.001301 | 91.8177
| <0.00130148 | 5.1153
Chromium (Cr) | <0.0012 | 71.8284
Mercury (Hg) | <0.0002013 | 76.5469
| <0.0005 | 0.010724
| <0.000201289 | 4.8901
Lead (Pb) | <0.00154 | 94.4772
| <0.005 | 0.010724
b) Lotic
Total Suspended Solids (TSS) | <10 | 29.853
Fecal Coliforms (FC) | <3 | 2.1353 | >24196 | 8.6794
| <10 | 0.12406 | >241960 | 1.132
| <1 | 0.17523 | >2419600 | 0.49158
| <30 | 1.9167 | >24196000 | 0.072884
| <2 | 0.06513 | >2400 | 2.3292
| <2400 | 0.0015507 | >24000 | 15.7538
|  |  | >240000 | 0.0046522
Escherichia Coli (ECOLI) | <1 | 2.0578 | >24196 | 4.8584
| <2 | 0.06358 | >241960 | 0.82343
| <3 | 3.7031 | >2419600 | 0.44506
| <10 | 0.9568 | >24196000 | 0.049623
| <30 | 2.4858 | >2400 | 1.5523
| <100 | 0.04187 | >24000 | 10.4705
| <1000 | 0.0046522 | >240000 | 0.0031014
| <10000 | 0.0031014 | >2419 | 0.1163
|  |  | >2419.6 | 0.0031014
% Oxygen Demand Saturation (OD%) | <10 | 4.7948 | >150 | 1.0716
5-day Biochemical Oxygen Demand (BOD5) | <2 | 40.7561 | >300 | 0.0031014
Chemical Oxygen Demand (COD) | <10 | 23.1027
Toxicity Daphnia Magna, 48 h (TD48) | <1 | 95.8627
Toxicity Vibrio Fischeri, 15 min (TF15) | <1 | 93.2962
c) Lentic
Total Suspended Solids (TSS) | <10 | 51.9801
Fecal Coliforms (FC) | <3 | 7.1284 | >24196 | 1.1973
| <10 | 3.3524 | >241960 | 0.01842
| <1 | 2.0998 | >24000 | 0.97624
| <30 | 10.4439 | >2400 | 0.33155
| <2 | 0.01842
Escherichia Coli (ECOLI) | <3 | 10.8676 | >24196 | 0.23945
| <1 | 20.3905 | >241960 | 0.01842
| <10 | 15.5646 | >24000 | 0.38681
| <30 | 10.7386 | >2400 | 0.23945
| <100 | 0.055259
| <2 | 0.01842
% OD Saturation, surface (ODs%) | <10 | 0.8473 | >150 | 2.0814
% OD Saturation, medium (ODm%) | <10 | 3.3155 | >150 | 0.29471
% OD Saturation, background (ODb%) | <10 | 7.6626 | >150 | 0.1842
5-day Biochemical Oxygen Demand (BOD5) | <2 | 47.5962
Chemical Oxygen Demand (COD) | <10 | 22.2509
Toxicity Daphnia Magna, 48 h, surface (TD48s) | <1 | 99.7053
Toxicity Daphnia Mahna, 48 h, background (TD48b) | <1 | 99.65
Toxicity Vibrio Fischeri, 15 min, surface (TF15s) | <1 | 99.429
Toxicity Vibrio Fischeri, 15 min, background (TF15b) | <1 | 98.858
d) Coastal
Total Suspended Solids (TSS) | <10 | 25.3558
Fecal Coliforms (FC) | <3 | 17.7154 | >24196 | 1.367
| <1 | 13.764 | >24000 | 0.50562
| <10 | 2.2659 | >2400 | 0.44944
| <30 | 12.0225
| <2 | 0.41199
% OD Saturation, surface (ODs%) | <10 | 0.74906 | >150 | 0.54307
% OD Saturation, medium (ODm%) | <10 | 0.80524 | >150 | 0.16854
% OD Saturation, background (ODb%) | <10 | 1.367 | >150 | 0.13109
Fecal Enterococci (FE) | <1 | 32.6966 | >24000 | 0.018727
| <1 | 32.6966 | >24196 | 0.71161
| <10 | 10.1311 | >2400 | 0.093633
| <3 | 23.2022 | >2419 | 0.037453
| <30 | 0.35581
| <2 | 0.018727
Toxicity Vibrio Fischeri, 15 min, surface (TF15s) | <1 | 99.1386
Toxicity Vibrio Fischeri, 15 min, background (TF15b) | <1 | 99.2884

## Table S3
Table S3. Hyperparameter tuning details for various machine learning methods and datasets of water bodies, such as: a) Groundwater, b) Lotic, c) Lentic, d) Coastal.
Model | Hyperparameter | Default values | Values range | Best parameters for imbalanced classes |  |  |  | Best parameters for balanced classes
|  |  |  | a) | b) | c) | d) | a) | b) | c) | d)
XGBoost | learning_rate | 0.3 | [.01, 0.1, 0.2] | 0.2 | 0.01 | 0.1 | 0.01 | 0.2 | 0.01 | 0.01 | 0.1
| max_depth | 6 | [10, 30, 50] | 10 | 10 | 10 | 10 | 30 | 30 | 10 | 10
| n_estimators | 100 | [100, 200, 300] | 200 | 100 | 300 | 100 | 200 | 300 | 300 | 100
SVM | C | 1 | [0.1, 1, 10] | 10 | 10 | 10 | 10 | 10 | 10 | 10 | 10
| kernel | rbf | [linear, rbf, poly] | rbf | rbf | rbf | rbf | rbf | rbf | rbf | linear
| gamma | scale | [scale, auto, 0.1, 1] | 1 | 1 | 0.1 | auto | 1 | 1 | 0.1 | 0.1
KNN | n_neighbors | 5 | [3, 5, 7, 9] | 3 | 9 | 7 | 3 | 5 | 9 | 3 | 3
| weights | uniform | ['uniform', 'distance'] | distance | distance | distance | distance | distance | distance | distance | distance
| P | 2 | [1, 2] | 2 | 1 | 1 | 2 | 2 | 1 | 1 | 2
DT | criterion | gini | [‘gini’, ‘entropy’] | gini | gini | gini | entropy | entropy | gini | gini | entropy
| max_depth | None | [‘None’, 10, 20, 30, 40, 50] | None | None | None | None | None | None | None | None
| min_samples_split | 2 | [2, 5, 10] | 2 | 2 | 2 | 5 | 10 | 2 | 2 | 5
| min_samples_leaf | 1 | [1, 2, 4] | 1 | 1 | 1 | 1 | 1 | 1 | 1 | 1
MLR | C | 1 | [0.001, 0.01, 01, 1, 10, 100] | 10 | 100 | 100 | 100 | 10 | 100 | 100 | 100
| solver | lbfgs | ['newton-cg', 'lbfgs', 'liblinear', sag, saga] | saga | newton-cg | newton-cg | newton-cg | newton-cg | lbfgs | newton-cg | newton-cg

## Table S4
Table S4. Results of evaluation metrics for 1) XGBoost, 2) SVM, 3) KNN, 4) DT and 5) MLR classification models, both with default, and with hyperparameters tuning and cross-validation.
Dataset | Metrics | With default parameters | [9 empty] | With hyperparameter tuning and cross-validation
|  | Metric results for imbalanced classes |  |  |  |  | Metric results for balanced classes (marked with *) |  |  |  |  | Metric results for imbalanced classes |  |  |  |  | Metric results for balanced classes (marked with *)
|  | 1) | 2) | 3) | 4) | 5) | *1) | *2) | *3) | *4) | *5) | 1) | 2) | 3) | 4) | 5) | *1) | *2) | *3) | *4) | *5)
a) Groundwater
Training | Accuracy | 100 | 91.71 | 93.92 | 100 | 88.96 | 100 | 91.42 | 94.22 | 100 | 88.95 | 100 | 99 | 100 | 100 | 90 | 100 | 99.1 | 100 | 100 | 89.9
Testing |  | 98.92 | 91.46 | 92.42 | 99.77 | 88.58 | 99.22 | 90.11 | 90.99 | 99.41 | 87.57 | 99.5 | 95.5 | 93.4 | 99.8 | 89.4 | 99.1 | 93.9 | 89.7 | 99.3 | 89.4
Training | Precision | 100 | 91.94 | 94.08 | 100 | 89.06 | 100 | 91.66 | 94.43 | 100 | 89.02 | 100 | 99 | 100 | 100 | 90.1 | 100 | 99.1 | 100 | 100 | 90
Testing |  | 98.92 | 91.57 | 92.67 | 99.77 | 88.57 | 99.22 | 90.3 | 91.56 | 99.41 | 87.8 | 99.5 | 95.4 | 93.5 | 99.8 | 89.5 | 99.1 | 93.9 | 90.3 | 99.3 | 89.4
Training | Recall | 100 | 91.71 | 93.92 | 100 | 87.05 | 100 | 91.42 | 94.22 | 100 | 88.95 | 99.85 | 99.13 | 100 | 100 | 88.93 | 100 | 99.51 | 100 | 99.92 | 89.1
Testing |  | 98.92 | 89.5 | 92.42 | 99.77 | 87.81 | 99.21 | 90.11 | 90.99 | 99.41 | 87.57 | 99.26 | 95.59 | 93.05 | 99.77 | 88.13 | 99.41 | 93.93 | 91.68 | 99.51 | 88.16
Training | F1 score | 100 | 91.67 | 93.89 | 100 | 88.88 | 100 | 91.44 | 94.2 | 100 | 88.96 | 100 | 99 | 100 | 100 | 90 | 100 | 99.1 | 100 | 100 | 89.9
Testing |  | 98.92 | 91.38 | 92.37 | 99.77 | 88.52 | 99.21 | 90.11 | 90.97 | 99.41 | 87.59 | 99.5 | 95.4 | 93.4 | 99.8 | 89.3 | 99.1 | 93.9 | 89.7 | 99.3 | 89.4
b) Lotic
Training | Accuracy | 100 | 78.24 | 89.27 | 100 | 81.34 | 99.99 | 77.63 | 87.69 | 100 | 81.8 | 99.9 | 89.7 | 100 | 100 | 95.8 | 100 | 87.1 | 100 | 100 | 92.7
Testing |  | 99.7 | 77.64 | 82.28 | 99.95 | 80.45 | 99.72 | 77.95 | 81.86 | 99.96 | 82.05 | 99.7 | 88.9 | 86.7 | 100 | 95.5 | 99.8 | 86.2 | 84.1 | 100 | 92.5
Training | Precision | 100 | 64.31 | 89.41 | 100 | 83.55 | 99.99 | 83 | 88.42 | 100 | 84.68 | 99.9 | 92.1 | 100 | 100 | 96.2 | 100 | 90.1 | 100 | 100 | 93.8
Testing |  | 99.7 | 63.51 | 82.62 | 99.95 | 82.07 | 99.72 | 82.98 | 82.71 | 99.96 | 84.64 | 99.7 | 91.6 | 87.3 | 100 | 96 | 99.8 | 89.6 | 85.8 | 100 | 93.7
Training | Recall | 100 | 78.24 | 89.27 | 100 | 81.34 | 99.99 | 77.63 | 87.69 | 100 | 81.8 | 99.51 | 96.99 | 100 | 100 | 94.87 | 100 | 93.08 | 100 | 100 | 92.57
Testing |  | 99.7 | 77.64 | 82.28 | 99.95 | 80.45 | 99.72 | 77.95 | 81.86 | 99.96 | 82.05 | 99.23 | 96.24 | 94.36 | 99.87 | 94.92 | 99.8 | 90.59 | 82.44 | 100 | 89.31
Training | F1 score | 100 | 69.92 | 89.33 | 100 | 76.82 | 99.99 | 75.92 | 87.61 | 100 | 81.12 | 99.9 | 89.9 | 100 | 100 | 95.8 | 100 | 86.6 | 100 | 100 | 92.6
Testing |  | 99.7 | 69.17 | 82.43 | 99.95 | 75.69 | 99.72 | 76.12 | 81.69 | 99.96 | 81.31 | 99.7 | 89.2 | 86.9 | 100 | 95.5 | 99.8 | 85.6 | 83.8 | 100 | 92.4
c) Lentic
Training | Accuracy | 100 | 93.91 | 93.77 | 100 | 89.03 | 100 | 93.01 | 93.19 | 100 | 88.16 | 99.92 | 96.77 | 100 | 100 | 89.74 | 99.94 | 96.8 | 94.76 | 100 | 89.4
Testing |  | 99.52 | 92.08 | 88.4 | 99.62 | 87.55 | 99.52 | 92.78 | 89.23 | 99.76 | 89.94 | 99.43 | 95 | 88.59 | 99.62 | 88.97 | 99.4 | 95.5 | 89.23 | 99.76 | 91
Training | Precision | 100 | 93.95 | 93.87 | 100 | 88.99 | 100 | 92.97 | 93.34 | 100 | 88.04 | 99.92 | 96.76 | 100 | 100 | 89.7 | 99.94 | 96.79 | 94.9 | 100 | 89.38
Testing |  | 99.53 | 92.12 | 88.73 | 99.62 | 87.66 | 99.52 | 92.73 | 89.28 | 99.76 | 89.86 | 99.43 | 94.99 | 88.94 | 99.62 | 89.08 | 99.41 | 95.49 | 89.33 | 99.76 | 90.98
Training | Recall | 100 | 93.91 | 93.77 | 100 | 89.03 | 100 | 93.01 | 93.19 | 100 | 88.16 | 99.92 | 96.77 | 100 | 100 | 89.74 | 99.94 | 96.8 | 94.76 | 100 | 89.4
Testing |  | 99.52 | 92.08 | 88.4 | 99.62 | 87.55 | 99.52 | 92.78 | 89.23 | 99.76 | 89.94 | 99.43 | 95 | 88.59 | 99.62 | 88.97 | 99.4 | 95.5 | 89.23 | 99.76 | 91
Training | F1 score | 100 | 93.89 | 93.73 | 100 | 88.94 | 100 | 92.98 | 93.17 | 100 | 88.08 | 99.92 | 96.76 | 100 | 100 | 89.68 | 99.94 | 96.79 | 94.75 | 100 | 89.38
Testing |  | 99.52 | 92.06 | 88.31 | 99.62 | 87.23 | 99.52 | 92.74 | 89.2 | 99.76 | 89.88 | 99.43 | 95 | 88.47 | 99.62 | 88.74 | 99.4 | 95.48 | 89.16 | 99.76 | 90.98
d) Coastal
Training | Accuracy | 100 | 93.56 | 95.15 | 100 | 92.83 | 100 | 77.23 | 81.65 | 100 | 82.8 | 99.88 | 96.99 | 100 | 100 | 94.87 | 100 | 93.46 | 100 | 100 | 92.89
Testing |  | 99.53 | 93.04 | 93.7 | 99.71 | 91.82 | 99.23 | 79.69 | 78.92 | 100 | 79.31 | 99.71 | 96.24 | 93.51 | 99.81 | 94.92 | 99.23 | 89.65 | 81.99 | 100 | 88.5
Training | Precision | 100 | 93.72 | 95.2 | 100 | 92.98 | 100 | 81.3 | 82.59 | 100 | 85.65 | 99.88 | 97 | 100 | 100 | 94.85 | 100 | 93.69 | 100 | 100 | 93.16
Testing |  | 99.53 | 93.25 | 93.75 | 99.71 | 92.12 | 99.24 | 82.6 | 79.29 | 100 | 81.99 | 99.71 | 96.31 | 93.7 | 99.81 | 94.89 | 99.24 | 90.15 | 82.12 | 100 | 88.71
Training | Recall | 100 | 93.56 | 95.15 | 100 | 92.83 | 100 | 77.23 | 81.65 | 100 | 82.8 | 99.88 | 96.99 | 100 | 100 | 94.87 | 100 | 93.46 | 100 | 100 | 92.89
Testing |  | 99.53 | 93.04 | 93.7 | 99.71 | 91.82 | 99.23 | 79.69 | 78.92 | 100 | 79.31 | 99.71 | 96.24 | 93.51 | 99.81 | 94.92 | 99.23 | 89.65 | 81.99 | 100 | 88.5
Training | F1 score | 100 | 93.11 | 94.83 | 100 | 92.5 | 100 | 76.33 | 81.22 | 100 | 82.88 | 99.88 | 96.91 | 100 | 100 | 94.72 | 100 | 93.43 | 100 | 100 | 92.86
Testing |  | 99.52 | 92.47 | 93.18 | 99.71 | 91.33 | 99.23 | 78.9 | 78.43 | 100 | 79.43 | 99.71 | 96.11 | 93.14 | 99.81 | 94.79 | 99.23 | 89.49 | 81.66 | 100 | 88.29

## Table S5
Table S5. Report generated by the AQuA-P software for groundwaters sampled by CONAGUA in 2022, that includes three sections: the metadata, the contaminant parameters, and the water quality classification for each sample.
KEY | SITE | BASIN | STATE | MUNICIPALITY | AQUIFER | SUBTYPE | LONGITUDE | LATITUDE | PERIOD | Alk | Cond | Hard | TDS | Fe | Mn | F | FC | NO3N | As | Cd | Cr | Hg | Pb | Water quality classification | Water quality classification hybrid
DLZAC2663 | POZOS DE CARRILLO | CUENCAS CENTRALES DEL NORTE | ZACATECAS | FRESNILLO | AGUANAVAL | POZO | -102.9978 | 23.1974 | 2022 | 184.5 | 450 | 140 | 334.2 | 0.025 | 0.002 | 1.31 | 1.1 | 1.356 | 0.018 | 0.003 | 0.005 | 0.0005 | 0.005 | Good
DLCOA5367 | POZO CANDELARIA #1. | RÃƒÂO BRAVO | COAHUILA DE ZARAGOZA | GUERRERO | ALLENDE-PIEDRAS NEGRAS | POZO | -101.3488 | 25.4524 | 2022 | 288.3 | 848 | 330.3 | 590.4 | 0.056 | 0.004 | 0.49 | 1.1 | 11.747 | 0.01 | 0.003 | 0.005 | 0.0005 | 0.005 | Poor
DLTLA2575 | ESPIRITU SANTO | BALSAS | TLAXCALA | IXTACUIXTLA DE MARIANO MATAMOROS | ALTO ATOYAC | POZO | -98.4553 | 19.3615 | 2022 | 365 | 1092 | 468.6 | 753 | 0.099 | 0.018 | 0.2 | 1.1 | 6.663 | 0.01 | 0.003 | 0.005 | 0.0005 | 0.005 | Good
DLTLA5343 | GPE. VICTORIA | BALSAS | TLAXCALA | TEPETITLA DE LARDIZÃƒÂBAL | ALTO ATOYAC | POZO | -98.3898 | 19.279 | 2022 | 250 | 140 | 297.2 | 560 | 0.23 | 0.004 | 0.2 | 1.1 | 19.493 | 0.01 | 0.003 | 0.01 | 0.0005 | 0.005 | Poor
DLTLA6380 | POZO 6 IXTACUIXTLA. SAN MIGUEL LA PRESA | BALSAS | TLAXCALA | NATÃƒÂVITAS | ALTO ATOYAC | POZO | -98.3504 | 19.2348 | 2022 | 163 | 523 | 200.4 | 382 | 0.124 | 0.0015 | 0.2 | 1.1 | 0.744 | 0.01 | 0.003 | 0.014 | 0.0005 | 0.005 | Good
DLTLA6435 | POZO SAN VICENTE XILOXOXITLA | BALSAS | TLAXCALA | NATIVITAS | ALTO ATOYAC | POZO | -98.2994 | 19.2747 | 2022 | 314 | 901 | 350 | 605 | 0.063 | 0.0015 | 0.32 | 1.1 | 1.973 | 0.01 | 0.003 | 0.012 | 0.0005 | 0.005 | Good
OCLSP3718 | POZO LAS GRANJAS | LERMA SANTIAGO PACÃƒÂFICO | JALISCO | ZAPOTLANEJO | ALTOS DE JALISCO | POZO | -103.0851 | 20.6092 | 2022 | 139.2 | 323 | 86.3 | 196 | 0.086 | 0.0015 | 0.31 | 1.1 | 1.971 | 0.01 | 0.003 | 0.005 | 0.0005 | 0.005 | Good
OCLSP3720 | POZO COYOTES | LERMA SANTIAGO PACÃƒÂFICO | JALISCO | ZAPOTLANEJO | ALTOS DE JALISCO | POZO | -102.9271 | 20.5817 | 2022 | 80.7 | 156 | 58.2 | 147.8 | 0.076 | 0.0015 | 0.2 | 1.1 | 1.576 | 0.01 | 0.003 | 0.005 | 0.0005 | 0.005 | Good
DLCOL572 | POZO NO. 618 H. ARMERIA, RINCON DE LOPEZ | LERMA SANTIAGO PACÃƒÂFICO | COLIMA | ARMERÃƒÂA | ALZADA-TEPAMES | POZO | -103.931 | 19.0558 | 2022 | 218.1 | 736 | 339.3 | 572.8 | 0.025 | 0.0015 | 0.23 | 1.1 | 2.002 | 0.01 | 0.003 | 0.005 | 0.0005 | 0.005 | Good
OCRBR5022M2 | POZO 1A | RÃƒÂO BRAVO | NUEVO LEÃƒÂ“N | ACUÃƒÂFERO AREA METROPOLITANA DE MONTERREY | AREA METROPOLITANA DE MONTERREY | POZO | -100.3105 | 25.6713 | 2022 | 265 | 1951 | 375 | 579 | 0.052 | 0.006 | 0.2 | 1.1 | 6.497 | 0.01 | 0.003 | 0.005 | 0.0005 | 0.005 | Good
DLCOL566 | POZO NO. 635 A.P. EL REAL | LERMA SANTIAGO PACÃƒÂFICO | COLIMA | TECOMÃƒÂN | ARMERIA-TECOMAN-PERIQUILLOS | POZO | -103.9475 | 18.8435 | 2022 | 174.7 | 639 | 243.8 | 502.8 | 0.078 | 0.037 | 0.22 | 1.1 | 0.032 | 0.01 | 0.003 | 0.005 | 0.0005 | 0.005 | Good
OCLSP3711 | POZO TESISTAN 62 | LERMA SANTIAGO PACÃƒÂFICO | JALISCO | ZAPOPAN | ATEMAJAC | POZO | -103.4409 | 20.7546 | 2022 | 50.8 | 234 | 44.2 | 250.2 | 0.025 | 0.0015 | 0.2 | 1.1 | 9.589 | 0.01 | 0.003 | 0.005 | 0.0005 | 0.005 | Good
DLGUE1337 | POZO ZIHUATANEJO TERMINAL DE AUTOBUSES | PACÃƒÂFICO SUR | GUERRERO | ZIHUATANEJO DE AZUETA | BAHIA DE ZIHUATANEJO | POZO | -101.5442 | 17.6492 | 2022 | 325 | 792 | 395.8 | 574 | 0.113 | 0.088 | 0.2 | 1.1 | 5.967 | 0.01 | 0.003 | 0.017 | 0.0005 | 0.005 | Good
DLMIC1593 | BRISEÃƒÂ‘AS YURECUARO 2 | LERMA SANTIAGO PACÃƒÂFICO | MICHOACÃƒÂN DE OCAMPO | VISTA HERMOSA | BRISEÃƒÂ‘AS-YURECUARO | POZO | -102.4773 | 20.263 | 2022 | 750.8 | 2383 | 44.2 | 1372 | 0.025 | 0.021 | 0.76 | 41 | 0.033 | 0.01 | 0.003 | 0.005 | 0.0005 | 0.005 | Regular
DLDUR5406 | POZO LAS DELICIAS | CUENCAS CENTRALES DEL NORTE | DURANGO | INDÃƒÂ‰ | BUENOS AIRES | POZO | -105.0466 | 25.6936 | 2022 | 209.1 | 746 | 10 | 447 | 0.025 | 0.0015 | 2.59 | 1.1 | 2.345 | 0.129 | 0.003 | 0.005 | 0.0005 | 0.005 | Poor
OCNOR4221 | EL VENTARRON | NOROESTE | SONORA | CABORCA | CABORCA | POZO | -112.1642 | 30.7035 | 2022 | 233.4 | 982 | 263.8 | 616.6 | 0.037 | 0.0015 | 0.74 | 1.1 | 6.822 | 0.043 | 0.003 | 0.005 | 0.0005 | 0.005 | Poor
DLDUR849 | POZO LAS NIEVES | CUENCAS CENTRALES DEL NORTE | DURANGO | OCAMPO | CABRERA-OCAMPO | POZO | -105.3873 | 26.3979 | 2022 | 227.5 | 535 | 157.9 | 359 | 0.025 | 0.0015 | 1.25 | 1.1 | 2.652 | 0.012 | 0.003 | 0.005 | 0.0005 | 0.005 | Good
OCLSP3697 | POZO 62. (SARH 344) | LERMA SANTIAGO PACÃƒÂFICO | JALISCO | TLAJOMULCO DE ZÃƒÂšÃƒÂ‘IGA | CAJITITLAN | POZO | -103.3113 | 20.437 | 2022 | 286.4 | 684 | 243 | 427.8 | 0.025 | 0.0015 | 0.41 | 20 | 5.653 | 0.01 | 0.003 | 0.005 | 0.0005 | 0.005 | Good
OCLSP3841 | POZO 34. ATEQUIZA 2 | LERMA SANTIAGO PACÃƒÂFICO | JALISCO | IXTLAHUACÃƒÂN DE LOS MEMBRILLOS | CAJITITLAN | POZO | -103.1489 | 20.3921 | 2022 | 205.1 | 480 | 110.4 | 330 | 0.025 | 0.0015 | 0.61 | 1.1 | 3.139 | 0.01 | 0.003 | 0.005 | 0.0005 | 0.005 | Good
DLZAC2652M1 | LA JOYA | CUENCAS CENTRALES DEL NORTE | ZACATECAS | MORELOS | CALERA | POZO | -102.6577 | 22.8993 | 2022 | 201.1 | 515 | 156 | 368.6 | 0.03 | 0.0015 | 0.63 | 1.1 | 2.014 | 0.015 | 0.003 | 0.012 | 0.0005 | 0.005 | Good
DLZAC2654 | CAMACHO 2 (ESTACION OPAL CNA 006) | CUENCAS CENTRALES DEL NORTE | ZACATECAS | MAZAPIL | CAMACHO | POZO | -102.4217 | 24.3243 | 2022 | 274 | 1704 | 366 | 1255 | 0.025 | 0.0015 | 2.14 | 31 | 1.476 | 0.02 | 0.003 | 0.005 | 0.0005 | 0.005 | Poor
DLZAC2655 | CAMACHO 1 (SAN MARCOS) | CUENCAS CENTRALES DEL NORTE | ZACATECAS | MAZAPIL | CAMACHO | POZO | -102.1749 | 24.241 | 2022 | 369.1 | 2125 | 164 | 1438.4 | 0.025 | 0.002 | 5.99 | 97 | 3.559 | 0.212 | 0.003 | 0.005 | 0.0005 | 0.005 | Poor
OCPBC4328 | CAMALU 1 (POZO NO 2) | PENÃƒÂNSULA DE BAJA CALIFORNIA | BAJA CALIFORNIA | ENSENADA | CAMALU | POZO | -116.0369 | 30.808 | 2022 | 169.3 | 20207 | 8212.9 | 16263 | 0.193 | 0.021 | 0.35 | 256 | 2.769 | 0.01 | 0.003 | 0.005 | 0.001 | 0.005 | Regular
OCRBR5001M1 | POZO DE AGUA Y DRENAJE NO. 9 CERRITOS | RÃƒÂO BRAVO | NUEVO LEÃƒÂ“N | SALINAS VICTORIA | CAMPO CERRITOS | POZO | -100.1297 | 26.0585 | 2022 | 361 | 748 | 361 | 460 | 0.063 | 0.003 | 0.2 | 3 | 7.506 | 0.01 | 0.003 | 0.005 | 0.0045 | 0.005 | Good
OCRBR4989M1 | ACUIFERO MINA NL POZO NO, 10 SADM | RÃƒÂO BRAVO | NUEVO LEÃƒÂ“N | MINA | CAMPO MINA | POZO | -100.5375 | 26.0172 | 2022 | 216 | 1063 | 370 | 702 | 0.044 | 0.003 | 0.48 | 3 | 4.32 | 0.01 | 0.003 | 0.005 | 0.0005 | 0.005 | Good
DLCOA430 | POZO 1 RANCHO SAN JUAN (CHAPULA) | RÃƒÂO BRAVO | COAHUILA DE ZARAGOZA | SALTILLO | CAÃƒÂ‘ON DEL DERRAMADERO | POZO | -101.2159 | 25.2644 | 2022 | 272.3 | 768 | 378.1 | 539 | 0.025 | 0.0015 | 0.76 | 10 | 10.539 | 0.01 | 0.003 | 0.005 | 0.0005 | 0.005 | Good
DLCOA456 | POZO 1 RANCHO LA CHIRIPA | RÃƒÂO BRAVO | COAHUILA DE ZARAGOZA | SALTILLO | CAÃƒÂ‘ON DEL DERRAMADERO | POZO | -101.2604 | 25.2889 | 2022 | 588.7 | 1160 | 10 | 678.3 | 0.025 | 0.0015 | 2.83 | 1.1 | 0.228 | 0.01 | 0.003 | 0.005 | 0.0005 | 0.005 | Poor
DLCOA474 | CAÃƒÂ‘ON DEL DERRAMADERO 2 | RÃƒÂO BRAVO | COAHUILA DE ZARAGOZA | SALTILLO | CAÃƒÂ‘ON DEL DERRAMADERO | POZO | -101.2787 | 25.2953 | 2022 | 408 | 1015 | 319.9 | 625.8 | 0.184 | 0.063 | 1.49 | 1.1 | 1.132 | 0.01 | 0.003 | 0.005 | 0.0005 | 0.005 | Regular
DLCOA506 | RANCHO LA PILA | RÃƒÂO BRAVO | COAHUILA DE ZARAGOZA | SALTILLO | CAÃƒÂ‘ON DEL DERRAMADERO | POZO | -101.2157 | 25.2643 | 2022 | 352.9 | 712 | 182.8 | 457.6 | 0.037 | 0.0015 | 1.37 | 1.1 | 2.045 | 0.01 | 0.003 | 0.005 | 0.0005 | 0.005 | Good
OCCCN5219M1 | POZO 47 LAS PALMAS | CUENCAS CENTRALES DEL NORTE | DURANGO | MAPIMÃƒÂ | CEBALLOS | POZO | -104.1897 | 26.4984 | 2022 | 76.5 | 2397 | 475.7 | 1802 | 0.312 | 0.005 | 3 | 1.1 | 9.114 | 0.3 | 0.003 | 0.006 | 0.0005 | 0.005 | Poor
OCCCN5877 | POZO 30 DE NOVIEMBRE (NUEVO) | CUENCAS CENTRALES DEL NORTE | DURANGO | MAPIMI | CEBALLOS | POZO | -104.2955 | 25.8625 | 2022 | 230.5 | 566 | 307.5 | 369.4 | 0.025 | 0.002 | 1.34 | 1.1 | 4.95 | 0.053 | 0.003 | 0.005 | 0.0005 | 0.005 | Poor
OCCCN5878 | POZO 5 DE MAYO | CUENCAS CENTRALES DEL NORTE | DURANGO | MAPIMI | CEBALLOS | POZO | -104.2778 | 25.7681 | 2022 | 347.1 | 953 | 365.8 | 580.8 | 0.025 | 0.0015 | 0.55 | 1.1 | 1.879 | 0.01 | 0.003 | 0.005 | 0.0005 | 0.005 | Good
OCCCN5879 | POZO BUEN DIA | CUENCAS CENTRALES DEL NORTE | DURANGO | MAPIMI | CEBALLOS | POZO | -104.5054 | 26.3586 | 2022 | 246.6 | 2473 | 747.9 | 2090.7 | 0.086 | 0.004 | 1.37 | 97 | 3.497 | 0.078 | 0.003 | 0.005 | 0.0005 | 0.005 | Poor
OCCCN5880 | POZO EL DIAMANTE | CUENCAS CENTRALES DEL NORTE | DURANGO | MAPIMI | CEBALLOS | POZO | -104.3508 | 26.3856 | 2022 | 259.8 | 2517 | 864.2 | 2257 | 0.12 | 0.004 | 2.77 | 52 | 8.432 | 0.085 | 0.003 | 0.005 | 0.0005 | 0.005 | Poor
OCCCN5881 | POZO EL JARALITO | CUENCAS CENTRALES DEL NORTE | DURANGO | MAPIMI | CEBALLOS | POZO | -104.098 | 26.0984 | 2022 | 79.2 | 1558 | 943.1 | 1384.3 | 0.052 | 0.008 | 1.81 | 228 | 0.042 | 0.271 | 0.003 | 0.005 | 0.0005 | 0.005 | Poor
DLZAC2641 | MELCHOR OCAMPO | CUENCAS CENTRALES DEL NORTE | ZACATECAS | MELCHOR OCAMPO | CEDROS | POZO | -101.6368 | 24.8328 | 2022 | 236.5 | 2123 | 972 | 1899.6 | 0.576 | 0.013 | 0.61 | 1.1 | 4.492 | 0.01 | 0.003 | 0.005 | 0.0005 | 0.005 | Regular
DLZAC6536 | POZO MESAS | CUENCAS CENTRALES DEL NORTE | ZACATECAS | MAZAPIL | CEDROS | POZO | -101.7262 | 24.6062 | 2022 | 237.6 | 1176 | 200 | 805.8 | 0.458 | 0.013 | 1.23 | 1.1 | 0.059 | 0.01 | 0.003 | 0.005 | 0.0005 | 0.005 | Regular
DLZAC6537 | POZO CERRO GORDO | CUENCAS CENTRALES DEL NORTE | ZACATECAS | MAZAPIL | CEDROS | POZO | -101.6363 | 24.6406 | 2022 | 209.9 | 597 | 294 | 479.2 | 0.025 | 0.0015 | 0.53 | 249 | 2.941 | 0.02 | 0.003 | 0.005 | 0.0005 | 0.005 | Good
SC-20 | PM SUB 4 | FRONTERA SUR | TABASCO | PARAÃƒÂSO | CENTLA | POZO | -93.2167 | 18.425 | 2022 | 610.95 | 1894.5 | 614.75 | 1059.15 | 0.74 | 0.5755 | 0.445 | 428 | 0.031 | 0.01 | 0.003 | 0.005 | 0.0005 | 0.005 | Regular
SC-21 | PM SUB 8 | FRONTERA SUR | TABASCO | PARAÃƒÂSO | CENTLA | POZO | -93.1863 | 18.4133 | 2022 | 364.9 | 1039.5 | 371.5 | 572.3 | 0.97175 | 1.2749 | 0.37 | 17697.5 | 0.0615 | 0.01 | 0.003 | 0.005 | 0.0005 | 0.005 | Poor
SC-22 | PM SUB 9 | FRONTERA SUR | TABASCO | PARAÃƒÂSO | CENTLA | POZO | -93.2166 | 18.4167 | 2022 | 500.3 | 1125.5 | 47.8 | 636.6 | 7.269 | 0.135 | 0.685 | 1694.5 | 0.129 | 0.01 | 0.003 | 0.005 | 0.0005 | 0.005 | Poor
OCLSP3782 | POZO 4 CH-103. JOCOTEPEC | LERMA SANTIAGO PACÃƒÂFICO | JALISCO | JOCOTEPEC | CHAPALA | POZO | -103.4298 | 20.2858 | 2022 | 204 | 462 | 138.6 | 316.4 | 0.025 | 0.009 | 0.22 | 1.1 | 0.401 | 0.01 | 0.003 | 0.005 | 0.0005 | 0.005 | Good
OCLSP3785 | POZO 3 CH-223. SIMAPA. SAN JUAN COSALA | LERMA SANTIAGO PACÃƒÂFICO | JALISCO | JOCOTEPEC | CHAPALA | POZO | -103.3473 | 20.2894 | 2022 | 313.6 | 796 | 305.2 | 506 | 0.829 | 0.46 | 0.33 | 31 | 0.174 | 0.01 | 0.003 | 0.005 | 0.0005 | 0.005 | Regular
OCLSP3799 | POZO HIST. 6-18. MEZCALA DE LA AZUNCION | LERMA SANTIAGO PACÃƒÂFICO | JALISCO | PONCITLÃƒÂN | CHAPALA | POZO | -103.0219 | 20.3357 | 2022 | 162.8 | 351 | 40.2 | 286.4 | 0.071 | 0.06 | 0.6 | 31 | 0.155 | 0.01 | 0.003 | 0.005 | 0.0005 | 0.005 | Good
DLZAC2589M1 | VILLA DE COS | CUENCAS CENTRALES DEL NORTE | ZACATECAS | VILLA DE COS | CHUPADEROS | POZO | -102.3569 | 23.2883 | 2022 | 211.1 | 2710 | 832 | 2340.8 | 0.025 | 0.007 | 1.51 | 31 | 11.17 | 0.01 | 0.003 | 0.005 | 0.0005 | 0.005 | Poor
DLZAC2622 | POZO NO 2 EL LAMPOTAL | CUENCAS CENTRALES DEL NORTE | ZACATECAS | PÃƒÂNUCO | CHUPADEROS | POZO | -102.428 | 22.8986 | 2022 | 191.2 | 502 | 184.7 | 403.8 | 0.106 | 0.002 | 0.49 | 20 | 2.136 | 0.011 | 0.003 | 0.006 | 0.0005 | 0.005 | Good
DLZAC2623M1 | SAUCEDA DE LA BORDA | CUENCAS CENTRALES DEL NORTE | ZACATECAS | VETAGRANDE | CHUPADEROS | POZO | -102.4373 | 22.8565 | 2022 | 205.5 | 450 | 190.8 | 318 | 0.025 | 0.0015 | 0.44 | 1.1 | 1.71 | 0.013 | 0.003 | 0.006 | 0.0005 | 0.005 | Good
DLZAC2632 | TRANCOSO | CUENCAS CENTRALES DEL NORTE | ZACATECAS | TRANCOSO | CHUPADEROS | POZO | -102.3113 | 22.77 | 2022 | 159.5 | 424 | 134.5 | 282.2 | 0.025 | 0.0015 | 1.02 | 1.1 | 4.005 | 0.02 | 0.003 | 0.005 | 0.0005 | 0.005 | Good
DLZAC2681 | CHUPADEROS | CUENCAS CENTRALES DEL NORTE | ZACATECAS | VILLA DE COS | CHUPADEROS | POZO | -102.3185 | 23.1512 | 2022 | 228.7 | 1007 | 174 | 688.2 | 0.234 | 0.003 | 1.2 | 1.1 | 2.614 | 0.019 | 0.003 | 0.021 | 0.0005 | 0.005 | Good
DLMIC1772 | EL FRESNO 1 | BALSAS | MICHOACÃƒÂN DE OCAMPO | HIDALGO | CIUDAD HIDALGO-TUXPAN | POZO | -100.5456 | 19.7011 | 2022 | 261.1 | 507 | 207.2 | 350 | 0.025 | 0.003 | 0.25 | 1.1 | 0.984 | 0.01 | 0.003 | 0.005 | 0.0005 | 0.005 | Good
OCPBC4332 | POZO VG-3A (CNA-150) | PENÃƒÂNSULA DE BAJA CALIFORNIA | BAJA CALIFORNIA | ENSENADA | COLONIA VICENTE GUERRERO | POZO | -116.0113 | 30.7286 | 2022 | 104.2 | 3067 | 1167.6 | 2513 | 0.025 | 0.0015 | 0.2 | 10 | 95.897 | 0.01 | 0.003 | 0.005 | 0.0005 | 0.005 | Poor
DLCHI291 | CONEJOS-MEDANOS 2 | RÃƒÂO BRAVO | CHIHUAHUA | JUÃƒÂREZ | CONEJOS-MEDANOS | POZO | -106.7622 | 31.7493 | 2022 | 53.1 | 1762 | 126 | 1008.4 | 0.025 | 0.018 | 1.54 | 41 | 0.68 | 0.022 | 0.003 | 0.005 | 0.0005 | 0.005 | Poor
OCNOR4034 | POZO VILLA DEL REAL | NOROESTE | SONORA | HERMOSILLO | COSTA DE HERMOSILLO | POZO | -111.0133 | 29.1515 | 2022 | 192.3 | 887 | 226 | 519.8 | 0.025 | 0.0015 | 0.93 | 1.1 | 8.209 | 0.01 | 0.003 | 0.005 | 0.0005 | 0.005 | Good
OCNOR4035 | POZO BAGOTES Z12 | NOROESTE | SONORA | HERMOSILLO | COSTA DE HERMOSILLO | POZO | -111.1207 | 29.0965 | 2022 | 190.1 | 577 | 188 | 367.4 | 0.025 | 0.0015 | 0.58 | 31 | 1.572 | 0.01 | 0.003 | 0.005 | 0.0005 | 0.005 | Good
OCNOR4036 | EL REAL DEL CATORCE | NOROESTE | SONORA | HERMOSILLO | COSTA DE HERMOSILLO | POZO | -111.0556 | 28.9616 | 2022 | 189 | 552 | 140 | 346.6 | 0.025 | 0.0015 | 0.45 | 1.1 | 0.649 | 0.01 | 0.003 | 0.005 | 0.0005 | 0.005 | Good
OCNOR4071 | VIÃƒÂ‘EDO LOS ARROYOS | NOROESTE | SONORA | HERMOSILLO | COSTA DE HERMOSILLO | POZO | -111.7246 | 29.1273 | 2022 | 166.9 | 562 | 100 | 330.8 | 0.029 | 0.002 | 0.7 | 364 | 1.424 | 0.01 | 0.003 | 0.021 | 0.0005 | 0.005 | Good
OCNOR4072 | CAMPO SAN JOSE | NOROESTE | SONORA | HERMOSILLO | COSTA DE HERMOSILLO | POZO | -111.7881 | 29.1025 | 2022 | 153.6 | 626 | 140 | 384.8 | 0.025 | 0.0015 | 0.48 | 393 | 5.844 | 0.01 | 0.003 | 0.028 | 0.0005 | 0.005 | Good
OCGCE3430 | CMAPS NANCHITAL (P-KM 34-2) | GOLFO CENTRO | VERACRUZ DE IGNACIO DE LA LLAVE | NANCHITAL DE LÃƒÂZARO CÃƒÂRDENAS DEL RÃƒÂO | COSTERA DE COATZACOALCOS | POZO | -94.3885 | 18.0672 | 2022 | 163.8 | 1034 | 230.9 | 588.8 | 0.089 | 0.022 | 0.22 | 1.1 | 0.072 | 0.01 | 0.003 | 0.005 | 0.0005 | 0.005 | Good
OCGCE3431 | COMISION MUNICIPAL DE AGUA POTABLE Y SANEAMIENTO DE COATZACOALCOS (POZO ALLENDE NO. 1) | GOLFO CENTRO | VERACRUZ DE IGNACIO DE LA LLAVE | COATZACOALCOS | COSTERA DE COATZACOALCOS | POZO | -94.3827 | 18.1561 | 2022 | 177.9 | 3550 | 391.6 | 1853.8 | 3.282 | 0.133 | 0.25 | 10 | 0.04 | 0.012 | 0.003 | 0.005 | 0.0005 | 0.005 | Regular
OCGCE3324 | COMISION REGIONAL DE AGUA Y SANEAMIENTO POZO 8 | GOLFO CENTRO | VERACRUZ DE IGNACIO DE LA LLAVE | BOCA DEL RÃƒÂO | COSTERA DE VERACRUZ | POZO | -96.1283 | 19.1579 | 2022 | 256.2 | 3131 | 1069.4 | 2410 | 0.331 | 0.074 | 0.2 | 1.1 | 0.135 | 0.01 | 0.003 | 0.007 | 0.0005 | 0.005 | Regular
OCGCE3326 | HOTEL JARAGUA S. A. DE C.V. (POZO 1) | GOLFO CENTRO | VERACRUZ DE IGNACIO DE LA LLAVE | BOCA DEL RÃƒÂO | COSTERA DE VERACRUZ | POZO | -96.105 | 19.1507 | 2022 | 294 | 703 | 302.4 | 478 | 0.128 | 0.011 | 0.2 | 1.1 | 9.123 | 0.01 | 0.003 | 0.02 | 0.0005 | 0.005 | Good
OCGCE3341 | CMASA EL CONCHAL | GOLFO CENTRO | VERACRUZ DE IGNACIO DE LA LLAVE | ALVARADO | COTAXTLA | POZO | -96.1029 | 19.0828 | 2022 | 359 | 2213 | 532.9 | 1858 | 0.112 | 0.048 | 0.2 | 1.1 | 3.645 | 0.01 | 0.003 | 0.013 | 0.0005 | 0.005 | Regular
OCGCE3344M1 | O OP PASO DEL TORO | GOLFO CENTRO | VERACRUZ DE IGNACIO DE LA LLAVE | MEDELLIN | COTAXTLA | POZO | -96.135 | 19.0236 | 2022 | 205 | 532 | 222.8 | 390 | 0.151 | 0.0015 | 0.2 | 1.1 | 5.519 | 0.01 | 0.003 | 0.037 | 0.0005 | 0.005 | Good
DLMIC1633 | ORGANISMO OPERADOR TINGUINDIN | BALSAS | MICHOACÃƒÂN DE OCAMPO | TINGÃƒÂœINDÃƒÂN | COTIJA | POZO | -102.4776 | 19.7345 | 2022 | 67.3 | 209 | 84.6 | 219.2 | 0.025 | 0.0015 | 0.2 | 1.1 | 8.775 | 0.01 | 0.003 | 0.005 | 0.0005 | 0.005 | Good
DLCOA507 | RANCHO ARTURO MENDES | RÃƒÂO BRAVO | COAHUILA DE ZARAGOZA | OCAMPO | CUATROCIENEGAS-OCAMPO | POZO | -102.4071 | 27.6035 | 2022 | 174.6 | 1312 | 737.5 | 995.7 | 0.025 | 0.0015 | 1.3 | 1.1 | 1.193 | 0.01 | 0.003 | 0.005 | 0.0005 | 0.005 | Regular
DLGUA6011 | POZO EJIDO DOLORES, DOLORES HIDALGO, C.I.N. | LERMA SANTIAGO PACÃƒÂFICO | GUANAJUATO | DOLORES HIDALGO C.I.N. | CUENCA ALTA DEL RIO LAJA | POZO | -100.9349 | 21.1748 | 2022 | 150.2 | 327 | 78.9 | 297.2 | 0.025 | 0.0015 | 0.89 | 1.1 | 1.13 | 0.016 | 0.003 | 0.005 | 0.0005 | 0.005 | Good
DLGUA6012 | POZO COL. LINDAVISTA, DOLORES HIDALGO C.I.N. | LERMA SANTIAGO PACÃƒÂFICO | GUANAJUATO | DOLORES HIDALGO C.I.N. | CUENCA ALTA DEL RIO LAJA | POZO | -100.9603 | 21.1502 | 2022 | 131.9 | 292 | 153.7 | 271 | 0.025 | 0.0015 | 0.44 | 1.1 | 0.839 | 0.01 | 0.003 | 0.005 | 0.0005 | 0.005 | Good
DLGUA6014 | POZO NO. 8 SAN PABLO, DOLORES HIDALGO,C.I.N. | LERMA SANTIAGO PACÃƒÂFICO | GUANAJUATO | DOLORES HIDALGO C.I.N. | CUENCA ALTA DEL RIO LAJA | POZO | -100.9197 | 21.1441 | 2022 | 151.2 | 322 | 112.2 | 297 | 0.025 | 0.0015 | 0.47 | 1.1 | 1.432 | 0.01 | 0.003 | 0.005 | 0.0005 | 0.005 | Good
DLGUA6052 | MUNICIPIO DE DOLORES HIDALGO (COL. RIO LAJA ) | LERMA SANTIAGO PACÃƒÂFICO | GUANAJUATO | DOLORES HIDALGO C.I.N. | CUENCA ALTA DEL RIO LAJA | POZO | -100.9244 | 21.2015 | 2022 | 164.4 | 343 | 85.2 | 300.4 | 0.025 | 0.0015 | 1 | 1.1 | 1.558 | 0.01 | 0.003 | 0.005 | 0.0005 | 0.005 | Good
OCGCE3209 | CRAS CUENCA PAPALOAPAN (POBL. NOPALTEPEC) | GOLFO CENTRO | VERACRUZ DE IGNACIO DE LA LLAVE | COSAMALOAPAN DE CARPIO | CUENCA RIO PAPALOAPAN | POZO | -96.0014 | 18.2744 | 2022 | 58 | 292 | 75.7 | 240 | 0.316 | 0.009 | 0.2 | 1.1 | 3.501 | 0.01 | 0.003 | 0.015 | 0.0005 | 0.005 | Regular
DLSAN2281 | EL SALITRAL | CUENCAS CENTRALES DEL NORTE | SAN LUIS POTOSÃƒÂ | VILLA DE RAMOS | EL BARRIL | POZO | -102.0832 | 22.8552 | 2022 | 240 | 751 | 50 | 493 | 0.062 | 0.005 | 3.23 | 43 | 2.193 | 0.121 | 0.003 | 0.005 | 0.0005 | 0.005 | Poor
DLZAC2675 | EL CARDITO 2 (BANDERITAS) | CUENCAS CENTRALES DEL NORTE | ZACATECAS | MAZAPIL | EL CARDITO | POZO | -101.9953 | 24.1974 | 2022 | 89.5 | 3955 | 1252 | 3825 | 0.047 | 0.0015 | 1.33 | 1.1 | 55.807 | 0.01 | 0.003 | 0.005 | 0.0005 | 0.005 | Poor
DLBAJ117 | LAS PARRITAS | PENÃƒÂNSULA DE BAJA CALIFORNIA | BAJA CALIFORNIA SUR | LA PAZ | EL CARRIZAL | POZO | -110.0888 | 23.7999 | 2022 | 377.6 | 1140 | 478.9 | 769 | 0.025 | 0.0015 | 0.34 | 5475 | 6.925 | 0.01 | 0.003 | 0.005 | 0.0005 | 0.005 | Poor
DLBAJ128 | EL ROSARIO II | PENÃƒÂNSULA DE BAJA CALIFORNIA | BAJA CALIFORNIA SUR | LA PAZ | EL CARRIZAL | POZO | -110.1119 | 23.7422 | 2022 | 355.9 | 1490 | 522.5 | 970.8 | 1.385 | 0.432 | 0.37 | 2481 | 0.21 | 0.019 | 0.003 | 0.005 | 0.0005 | 0.005 | Poor
DLCOA499 | EL HUNDIDO 1 | RÃƒÂO BRAVO | COAHUILA DE ZARAGOZA | CUATRO CIÃƒÂ‰NEGAS | EL HUNDIDO | POZO | -102.2677 | 26.6007 | 2022 | 123.8 | 3495 | 1828.1 | 3144.7 | 0.025 | 0.0015 | 3.16 | 1.1 | 28.02 | 0.025 | 0.003 | 0.005 | 0.0005 | 0.005 | Poor
DLCOA500 | RANCHO DR. CELESTINO VALDEZ | RÃƒÂO BRAVO | COAHUILA DE ZARAGOZA | ARTEAGA | EL HUNDIDO | POZO | -100.8786 | 25.4535 | 2022 | 195.9 | 1592 | 650.9 | 1283.7 | 0.144 | 0.012 | 0.27 | 1.1 | 1.69 | 0.01 | 0.003 | 0.005 | 0.0005 | 0.005 | Regular
DLAGU3 | PALO ALTO POZO NÃ‚Âº 2 | LERMA SANTIAGO PACÃƒÂFICO | AGUASCALIENTES | EL LLANO | EL LLANO | POZO | -101.9644 | 21.9055 | 2022 | 202.9 | 514 | 128.5 | 396.4 | 0.025 | 0.0015 | 3.06 | 1.1 | 1.591 | 0.01 | 0.003 | 0.005 | 0.0005 | 0.005 | Poor
DLZAC2673 | GENERAL FRANCISCO R MURGUIA | CUENCAS CENTRALES DEL NORTE | ZACATECAS | GENERAL FRANCISCO R. MURGUÃƒÂA | EL PALMAR | POZO | -103.0163 | 24.003 | 2022 | 270.7 | 791 | 82 | 554.4 | 0.025 | 0.0015 | 1.24 | 1.1 | 4.871 | 0.099 | 0.003 | 0.005 | 0.0005 | 0.005 | Poor
DLZAC2680M1 | CARCAMO DE BOMBEO | CUENCAS CENTRALES DEL NORTE | ZACATECAS | RÃƒÂO GRANDE | EL PALMAR | POZO | -103.0308 | 23.8199 | 2022 | 212.2 | 574 | 134 | 392.8 | 0.025 | 0.0015 | 1.65 | 1.1 | 2.135 | 0.025 | 0.003 | 0.005 | 0.0008 | 0.005 | Poor
DLZAC2644 | EL SALVADOR 2 (EL SALVADOR SAL008) | CUENCAS CENTRALES DEL NORTE | ZACATECAS | EL SALVADOR | EL SALVADOR | POZO | -100.861 | 24.5236 | 2022 | 353.6 | 3820 | 714 | 2705.6 | 0.067 | 0.0015 | 1.22 | 31 | 4.173 | 0.102 | 0.003 | 0.005 | 0.0005 | 0.005 | Poor
DLZAC2645 | EL SALVADOR 1 (TANQUE NUEVO SAL003) | CUENCAS CENTRALES DEL NORTE | ZACATECAS | EL SALVADOR | EL SALVADOR | POZO | -100.9674 | 24.3843 | 2022 | 214.4 | 1738 | 750 | 1457.4 | 0.093 | 0.002 | 0.74 | 1.1 | 7.914 | 0.01 | 0.003 | 0.005 | 0.0005 | 0.005 | Regular
OCPBC4314 | ENSENADA 1 (POZO CESPE) | PENÃƒÂNSULA DE BAJA CALIFORNIA | BAJA CALIFORNIA | ENSENADA | ENSENADA | POZO | -116.603 | 31.8461 | 2022 | 201.8 | 12220 | 3522.6 | 8809.2 | 0.051 | 0.004 | 0.97 | 10 | 6.358 | 0.01 | 0.003 | 0.005 | 0.0007 | 0.005 | Regular
OCPBC4315 | ENSENADA 3 (POZO CALLE 11 Y BLANCARTE) | PENÃƒÂNSULA DE BAJA CALIFORNIA | BAJA CALIFORNIA | ENSENADA | ENSENADA | POZO | -116.6168 | 31.8693 | 2022 | 261.5 | 4570 | 1068.7 | 3047 | 0.025 | 0.0015 | 0.94 | 1.1 | 15.872 | 0.01 | 0.003 | 0.005 | 0.0005 | 0.005 | Poor
DLCOA5368 | POZO MACUYU | RÃƒÂO BRAVO | COAHUILA DE ZARAGOZA | GENERAL CEPEDA | GENERAL CEPEDA-SAUCEDA | POZO | -101.6472 | 25.3575 | 2022 | 282.6 | 644 | 328.4 | 428.2 | 0.025 | 0.0015 | 0.29 | 41 | 9.054 | 0.01 | 0.003 | 0.005 | 0.0005 | 0.005 | Good
DLZAC2630 | BAÃƒÂ‘UELOS | CUENCAS CENTRALES DEL NORTE | ZACATECAS | GUADALUPE | GUADALUPE BAÃƒÂ‘UELOS | POZO | -102.5283 | 22.6581 | 2022 | 187.8 | 386 | 144.6 | 295.6 | 0.025 | 0.0015 | 1.15 | 1.1 | 1.318 | 0.019 | 0.003 | 0.005 | 0.0005 | 0.005 | Good
DLZAC2659 | ESTANCIA LA COLORADA | CUENCAS CENTRALES DEL NORTE | ZACATECAS | VILLA DE COS | GUADALUPE DE LAS CORRIENTES | POZO | -102.3947 | 23.7859 | 2022 | 831 | 2262 | 10 | 1590.2 | 0.152 | 0.006 | 23.84 | 1.1 | 20.527 | 0.458 | 0.003 | 0.005 | 0.0005 | 0.005 | Poor
DLZAC2660 | GUADALUPE DE LAS CORRIENTES | CUENCAS CENTRALES DEL NORTE | ZACATECAS | VILLA DE COS | GUADALUPE DE LAS CORRIENTES | POZO | -102.5106 | 23.7046 | 2022 | 196.7 | 1044 | 190 | 795.2 | 0.025 | 0.0015 | 3.17 | 1.1 | 7.006 | 0.021 | 0.003 | 0.005 | 0.0005 | 0.005 | Poor
DLZAC2661 | CAÃƒÂ‘ITAS DE FELIPE PESCADOR | CUENCAS CENTRALES DEL NORTE | ZACATECAS | CAÃƒÂ‘ITAS DE FELIPE PESCADOR | GUADALUPE DE LAS CORRIENTES | POZO | -102.7554 | 23.5697 | 2022 | 260.8 | 894 | 130 | 652.6 | 0.025 | 0.013 | 2.84 | 1.1 | 5.979 | 0.021 | 0.003 | 0.005 | 0.0005 | 0.005 | Poor
DLZAC2643 | CONCEPCION DEL ORO | CUENCAS CENTRALES DEL NORTE | ZACATECAS | CONCEPCIÃƒÂ“N DEL ORO | GUADALUPE GARZARON | POZO | -101.3484 | 24.556 | 2022 | 215.5 | 685 | 340 | 550.4 | 0.025 | 0.0015 | 0.31 | 1.1 | 3.071 | 0.051 | 0.003 | 0.005 | 0.0005 | 0.005 | Poor
DLGUE1338 | IXTAPA 1 | PACÃƒÂFICO SUR | GUERRERO | ZIHUATANEJO DE AZUETA | IXTAPA | POZO | -101.5891 | 17.6632 | 2022 | 365 | 1043 | 436.7 | 702 | 0.067 | 0.0015 | 0.2 | 1.1 | 4.141 | 0.01 | 0.003 | 0.009 | 0.0005 | 0.005 | Good
DLZAC5396 | HUANUSCO | LERMA SANTIAGO PACÃƒÂFICO | ZACATECAS | HUANUSCO | JALPA-JUCHIPILA | POZO | -102.9766 | 21.7748 | 2022 | 220.3 | 471 | 43.6 | 400 | 0.067 | 0.002 | 6.42 | 1.1 | 1.027 | 0.024 | 0.003 | 0.005 | 0.0005 | 0.005 | Poor
DLSAN2298 | POZO NO. 504 (CNA-12-504) | CUENCAS CENTRALES DEL NORTE | SAN LUIS POTOSÃƒÂ | VILLA DE REYES | JARAL DE BERRIOS-VILLA DE REYES | POZO | -100.9427 | 21.771 | 2022 | 157 | 435 | 52 | 318 | 0.172 | 0.005 | 2.81 | 1.1 | 1.215 | 0.01 | 0.003 | 0.005 | 0.0005 | 0.005 | Poor
DLZAC2608 | POZO NO.7 JEREZ | LERMA SANTIAGO PACÃƒÂFICO | ZACATECAS | JEREZ | JEREZ | POZO | -103.0032 | 22.668 | 2022 | 159.1 | 355 | 88.4 | 313 | 0.025 | 0.0015 | 2.04 | 1.1 | 1.207 | 0.011 | 0.003 | 0.005 | 0.0005 | 0.005 | Poor
OCBAL2857 | POZO TLAXIACO | BALSAS | OAXACA | HEROICA CIUDAD DE TLAXIACO | JUXTLAHUACA | POZO | -97.6603 | 17.2496 | 2022 | 162 | 640 | 384.3 | 456 | 0.058 | 0.347 | 0.2 | 1.1 | 0.875 | 0.01 | 0.003 | 0.008 | 0.0005 | 0.005 | Regular
OCLSP3817 | POZO NO. 760 | LERMA SANTIAGO PACÃƒÂFICO | JALISCO | ATOTONILCO EL ALTO | LA BARCA | POZO | -102.4999 | 20.483 | 2022 | 244.2 | 752 | 84.3 | 547.4 | 0.025 | 0.0015 | 6.1 | 1.1 | 0.427 | 0.112 | 0.003 | 0.005 | 0.0005 | 0.005 | Poor
OCLSP3827 | POZO NO. 687 | LERMA SANTIAGO PACÃƒÂFICO | JALISCO | AYOTLÃƒÂN | LA BARCA | POZO | -102.3909 | 20.4404 | 2022 | 243.1 | 944 | 128.5 | 698.6 | 0.025 | 0.0015 | 4.23 | 1.1 | 22.785 | 0.045 | 0.003 | 0.005 | 0.0005 | 0.005 | Poor
OCPBC5589 | SANTA ANITA | PENÃƒÂNSULA DE BAJA CALIFORNIA | BAJA CALIFORNIA | ENSENADA | LA MISION | POZO | -116.8633 | 32.0991 | 2022 | 462.2 | 4553 | 989.5 | 2841.5 | 0.025 | 0.032 | 0.82 | 1.1 | 16.436 | 0.01 | 0.003 | 0.005 | 0.0005 | 0.005 | Poor
DLBAJ54 | POZO NO.VII R(ANTES A.P. VII) | PENÃƒÂNSULA DE BAJA CALIFORNIA | BAJA CALIFORNIA SUR | LA PAZ | LA PAZ | POZO | -110.2947 | 24.1387 | 2022 | 121.5 | 685 | 160.3 | 437.4 | 0.025 | 0.0015 | 0.22 | 1.1 | 8.107 | 0.01 | 0.003 | 0.005 | 0.0005 | 0.005 | Good
DLBAJ5534 | POZO AP EL CENTENARIO | PENÃƒÂNSULA DE BAJA CALIFORNIA | BAJA CALIFORNIA SUR | LA PAZ | LA PAZ | POZO | -110.4228 | 24.0763 | 2022 | 200.7 | 932 | 122.7 | 533 | 0.025 | 0.0015 | 0.69 | 1.1 | 2.547 | 0.03 | 0.003 | 0.007 | 0.0005 | 0.005 | Poor
DLBAJ5535 | POZO AP LA ARDILLA 1 | PENÃƒÂNSULA DE BAJA CALIFORNIA | BAJA CALIFORNIA SUR | LA PAZ | LA PAZ | POZO | -110.4708 | 24.1261 | 2022 | 227.8 | 1367 | 195.9 | 767 | 0.025 | 0.0015 | 0.94 | 1.1 | 5.59 | 0.045 | 0.003 | 0.01 | 0.0005 | 0.005 | Poor
DLBAJ5536 | POZO AP LA ARDILLA 2 | PENÃƒÂNSULA DE BAJA CALIFORNIA | BAJA CALIFORNIA SUR | LA PAZ | LA PAZ | POZO | -110.4725 | 24.1138 | 2022 | 243 | 1737 | 172.2 | 989.7 | 0.025 | 0.0015 | 0.9 | 1.1 | 5.91 | 0.049 | 0.003 | 0.012 | 0.0005 | 0.005 | Poor
DLBAJ70 | POZO NO. XII (ANTES A.P. XII) | PENÃƒÂNSULA DE BAJA CALIFORNIA | BAJA CALIFORNIA SUR | LA PAZ | LA PAZ | POZO | -110.3077 | 24.0801 | 2022 | 204 | 2202 | 745.8 | 1721.3 | 0.031 | 0.002 | 0.4 | 1.1 | 5.358 | 0.015 | 0.003 | 0.005 | 0.0005 | 0.005 | Regular
DLBAJ71 | A.P. NO. X | PENÃƒÂNSULA DE BAJA CALIFORNIA | BAJA CALIFORNIA SUR | LA PAZ | LA PAZ | POZO | -110.3154 | 24.055 | 2022 | 157.3 | 1577 | 648.1 | 1343.7 | 0.04 | 0.0015 | 0.33 | 1.1 | 6.007 | 0.01 | 0.003 | 0.005 | 0.0005 | 0.005 | Regular
DLBAJ72 | POZO NO. XI (ANTES A.P. XI) | PENÃƒÂNSULA DE BAJA CALIFORNIA | BAJA CALIFORNIA SUR | LA PAZ | LA PAZ | POZO | -110.3196 | 24.0464 | 2022 | 131.9 | 1762 | 714.6 | 1582.7 | 0.125 | 0.0015 | 0.25 | 1.1 | 6.964 | 0.01 | 0.003 | 0.005 | 0.0005 | 0.005 | Regular
DLMIC1613 | LAURELES (POZO CD. DEL SOL II) | LERMA SANTIAGO PACÃƒÂFICO | MICHOACÃƒÂN DE OCAMPO | LA PIEDAD | LA PIEDAD | POZO | -102.034 | 20.3746 | 2022 | 200.7 | 837 | 30.1 | 507 | 0.025 | 0.041 | 14.8 | 1.1 | 0.162 | 0.031 | 0.003 | 0.005 | 0.0005 | 0.005 | Poor
DLGUE1248 | GALON SOBERON | PACÃƒÂFICO SUR | GUERRERO | ACAPULCO DE JUÃƒÂREZ | LA SABANA | POZO | -99.8281 | 16.9005 | 2022 | 169.1 | 989 | 246.2 | 411 | 0.1 | 0.007 | 0.58 | 40 | 0.02 | 0.01 | 0.003 | 0.014 | 0.0005 | 0.005 | Good
DLGUE1353 | POZO GENARO GALEANA | PACÃƒÂFICO SUR | GUERRERO | ACAPULCO DE JUÃƒÂREZ | LA SABANA | POZO | -99.7975 | 16.8592 | 2022 | 255.6 | 668 | 329.5 | 518 | 0.098 | 0.332 | 0.59 | 1.1 | 0.11 | 0.01 | 0.003 | 0.01 | 0.0005 | 0.005 | Regular
DLTAB2541 | HUASTECA | FRONTERA SUR | TABASCO | CENTRO | LA SIERRA | POZO | -92.9416 | 17.7919 | 2022 | 232.1 | 1188 | 168 | 606.6 | 0.218 | 0.072 | 0.27 | 1.1 | 0.047 | 0.01 | 0.003 | 0.005 | 0.0005 | 0.005 | Good
DLDUR823 | POZO VILLA UNION | CUENCAS CENTRALES DEL NORTE | DURANGO | HIDALGO | LA ZARCA-REVOLUCION | POZO | -104.7021 | 25.6975 | 2022 | 300.9 | 634 | 315.8 | 384.4 | 0.025 | 0.0015 | 0.66 | 1.1 | 4.156 | 0.01 | 0.003 | 0.005 | 0.0005 | 0.005 | Good
DLMIC5349 | POZO HUECORIO | LERMA SANTIAGO PACÃƒÂFICO | MICHOACÃƒÂN DE OCAMPO | PÃƒÂTZCUARO | LAGUNILLAS PATZCUARO | POZO | -101.6224 | 19.5406 | 2022 | 86.2 | 341 | 122 | 249 | 0.025 | 0.0015 | 0.2 | 1.1 | 7.332 | 0.01 | 0.003 | 0.005 | 0.0005 | 0.005 | Good
OCCCN5296M1 | POZO NUEVA VICTORIA | CUENCAS CENTRALES DEL NORTE | COAHUILA DE ZARAGOZA | SAN PEDRO | LAS DELICIAS | POZO | -102.8079 | 26.4341 | 2022 | 142.8 | 858 | 361.9 | 649.2 | 0.034 | 0.0015 | 0.85 | 1.1 | 4.282 | 0.01 | 0.003 | 0.005 | 0.0005 | 0.005 | Good
DLPUE2075 | JOSE ROSENDO FCO. CORTES HDZ. | BALSAS | PUEBLA | GUADALUPE VICTORIA | LIBRES-ORIENTAL | POZO | -97.3949 | 19.3209 | 2022 | 232 | 749 | 304.8 | 454 | 0.3 | 0.006 | 0.2 | 1.1 | 0.596 | 0.01 | 0.003 | 0.039 | 0.0005 | 0.005 | Regular | Good-regular
DLPUE2076 | SAN ANTONIO CHICHICUAUTLA, SPR DE RI | BALSAS | PUEBLA | GUADALUPE VICTORIA | LIBRES-ORIENTAL | POZO | -97.3816 | 19.3447 | 2022 | 262 | 722 | 287.4 | 436 | 0.272 | 0.044 | 0.2 | 1.1 | 0.334 | 0.01 | 0.003 | 0.031 | 0.0005 | 0.005 | Good
OCGNO3643 | POZO 112 CASA HOGAR MAMA PAULITA | GOLFO NORTE | TAMAULIPAS | EL MANTE | LLERA-XICOTENCATL | POZO | -99.0114 | 22.8203 | 2022 | 221 | 1362 | 736 | 1076 | 0.071 | 0.029 | 0.24 | 93 | 6.742 | 0.01 | 0.003 | 0.005 | 0.0005 | 0.005 | Regular
OCGNO3648 | POZO 147 EJIDO SAN PEDRO | GOLFO NORTE | TAMAULIPAS | GONZÃƒÂLEZ | LLERA-XICOTENCATL | POZO | -98.852 | 22.6609 | 2022 | 350 | 1238 | 474 | 775 | 0.063 | 0.006 | 0.42 | 1100 | 6.668 | 0.01 | 0.003 | 0.005 | 0.0005 | 0.005 | Poor
OCGCE3468 | DOS MATAS SOC. DE PROD. RURAL DE R. L. (P-2) | GOLFO CENTRO | VERACRUZ DE IGNACIO DE LA LLAVE | TIERRA BLANCA | LOS NARANJOS | POZO | -96.4179 | 18.5883 | 2022 | 90 | 441 | 147.6 | 324 | 0.29 | 0.002 | 0.2 | 1.1 | 1.414 | 0.01 | 0.003 | 0.016 | 0.0005 | 0.005 | Good
OCGCE5353 | O OP LOC TIERRA BLANCA (P-1) | GOLFO CENTRO | VERACRUZ DE IGNACIO DE LA LLAVE | TIERRA BLANCA | LOS NARANJOS | POZO | -96.3653 | 18.4448 | 2022 | 145 | 666 | 229.3 | 526 | 0.116 | 0.005 | 0.2 | 1.1 | 5.97 | 0.01 | 0.003 | 0.007 | 0.0005 | 0.005 | Good
DLBAJ118 | SAN ANTONIO | PENÃƒÂNSULA DE BAJA CALIFORNIA | BAJA CALIFORNIA SUR | LA PAZ | LOS PLANES | POZO | -110.0547 | 23.8247 | 2022 | 329.8 | 1441 | 530.4 | 1098.3 | 0.25 | 0.018 | 0.55 | 3654 | 6.819 | 0.58 | 0.003 | 0.005 | 0.0005 | 0.005 | Poor
DLBAJ119 | AGUA AMARGA Y SAN PEDRO MEXICO | PENÃƒÂNSULA DE BAJA CALIFORNIA | BAJA CALIFORNIA SUR | LA PAZ | LOS PLANES | POZO | -109.9071 | 23.9463 | 2022 | 134.5 | 1186 | 239.5 | 682 | 0.025 | 0.0015 | 0.5 | 52 | 5.445 | 0.01 | 0.003 | 0.005 | 0.0005 | 0.005 | Good
DLBAJ125 | JUAN DOMINGUEZ COTA | PENÃƒÂNSULA DE BAJA CALIFORNIA | BAJA CALIFORNIA SUR | LA PAZ | LOS PLANES | POZO | -109.9589 | 23.9737 | 2022 | 97.7 | 4934 | 940 | 3210 | 0.777 | 0.034 | 0.26 | 10 | 0.863 | 0.028 | 0.003 | 0.005 | 0.0006 | 0.164 | Poor
DLBAJ127 | TIRO SANTA CRUZ | PENÃƒÂNSULA DE BAJA CALIFORNIA | BAJA CALIFORNIA SUR | LA PAZ | LOS PLANES | POZO | -110.0611 | 23.8055 | 2022 | 252.8 | 1320 | 550.2 | 988.3 | 0.025 | 0.0015 | 0.38 | 51 | 0.237 | 0.13 | 0.003 | 0.005 | 0.0005 | 0.005 | Poor
DLBAJ136 | EL SARGENTO | PENÃƒÂNSULA DE BAJA CALIFORNIA | BAJA CALIFORNIA SUR | LA PAZ | LOS PLANES | POZO | -109.9647 | 23.9697 | 2022 | 125.9 | 514 | 51.5 | 281.6 | 0.114 | 0.005 | 0.5 | 1.1 | 0.688 | 0.138 | 0.003 | 0.006 | 0.0005 | 0.005 | Poor
DLBAJ137M1 | POZO 51 AP | PENÃƒÂNSULA DE BAJA CALIFORNIA | BAJA CALIFORNIA SUR | LA PAZ | LOS PLANES | POZO | -109.9399 | 23.9668 | 2022 | 99.8 | 2114 | 542.2 | 1417.7 | 0.027 | 0.0015 | 0.3 | 1.1 | 11.725 | 0.01 | 0.003 | 0.005 | 0.0005 | 0.005 | Poor
DLBAJ81 | POZO CLAVE 2 | PENÃƒÂNSULA DE BAJA CALIFORNIA | BAJA CALIFORNIA SUR | LA PAZ | LOS PLANES | POZO | -109.8928 | 23.9613 | 2022 | 219.2 | 2371 | 457.1 | 2136.3 | 0.34 | 0.097 | 0.87 | 1860 | 1.311 | 0.01 | 0.003 | 0.005 | 0.0005 | 0.005 | Poor
OCPBC4309 | MANEADERO 3 (POZO CESPE) | PENÃƒÂNSULA DE BAJA CALIFORNIA | BAJA CALIFORNIA | ENSENADA | MANEADERO | POZO | -116.5728 | 31.7568 | 2022 | 199.6 | 2247 | 556.1 | 1498 | 1.178 | 0.02 | 2.1 | 1.1 | 6.44 | 0.01 | 0.003 | 0.005 | 0.0005 | 0.005 | Poor
OCPBC5588 | MANEADERO | PENÃƒÂNSULA DE BAJA CALIFORNIA | BAJA CALIFORNIA | ENSENADA | MANEADERO | POZO | -116.5811 | 31.7344 | 2022 | 253.9 | 9287 | 2592.5 | 6514.5 | 0.025 | 0.0015 | 1.69 | 1.1 | 29.899 | 0.01 | 0.003 | 0.005 | 0.0005 | 0.005 | Poor
OCBAL2868 | POZO SAN AGUSTIN ATENANGO | BALSAS | OAXACA | SAN AGUSTÃƒÂN ATENANGO | MARISCALA | POZO | -97.9675 | 17.6148 | 2022 | 112 | 532 | 289.5 | 312 | 0.099 | 0.002 | 0.2 | 1.1 | 0.371 | 0.01 | 0.003 | 0.012 | 0.0005 | 0.005 | Good
DLDUR5403 | POZO BAYLON | CUENCAS CENTRALES DEL NORTE | DURANGO | EL ORO | MATALOTES-EL ORO | POZO | -105.4127 | 25.9193 | 2022 | 197.9 | 447 | 94.5 | 307.6 | 0.025 | 0.0015 | 1.82 | 1.1 | 0.673 | 0.068 | 0.003 | 0.005 | 0.0005 | 0.005 | Poor
DLDUR780M1 | POZO CIÃƒÂ‰NEGA ESCOBAR | CUENCAS CENTRALES DEL NORTE | DURANGO | TEPEHUANES | MATALOTES-EL ORO | POZO | -105.7436 | 25.6118 | 2022 | 213.2 | 778 | 319.9 | 520.4 | 0.033 | 0.003 | 0.39 | 135 | 3.216 | 0.01 | 0.003 | 0.005 | 0.0005 | 0.005 | Good
OCGNO6329 | POZO 36 EJIDO 20 DE NOVIEMBRE | GOLFO NORTE | TAMAULIPAS | SAN FERNANDO | MENDEZ-SAN FERNANDO | POZO | -98.1546 | 25.14 | 2022 | 270 | 7327 | 1814 | 4539 | 0.108 | 0.005 | 0.7 | 2400 | 37.571 | 0.01 | 0.003 | 0.009 | 0.0017 | 0.005 | Poor
DLCHI409M1 | MEOQUI-DELICIAS (M-101) | RÃƒÂO BRAVO | CHIHUAHUA | CAMARGO | MEOQUI-DELICIAS | POZO | -105.1639 | 27.7325 | 2022 | 238.7 | 1858 | 1004 | 1703 | 0.037 | 0.005 | 1.67 | 175 | 6.822 | 0.051 | 0.003 | 0.005 | 0.0005 | 0.005 | Poor
OCNOR6508 | EL MOLINITO | NOROESTE | SONORA | HERMOSILLO | MESA DEL SERI-LA VICTORIA | POZO | -110.7591 | 29.2033 | 2022 | 358 | 1141 | 338 | 721 | 0.025 | 0.0015 | 0.79 | 1.1 | 2.043 | 0.01 | 0.003 | 0.005 | 0.0005 | 0.005 | Good
DLMIC1726 | POZO VILLA MAGNA 3 | LERMA SANTIAGO PACÃƒÂFICO | MICHOACÃƒÂN DE OCAMPO | MORELIA | MORELIA-QUERENDARO | POZO | -101.3248 | 19.6743 | 2022 | 126 | 248 | 60 | 181 | 0.025 | 0.012 | 0.22 | 1.1 | 0.496 | 0.01 | 0.003 | 0.005 | 0.0005 | 0.005 | Good
DLMIC1728 | POZO COMAPAT | LERMA SANTIAGO PACÃƒÂFICO | MICHOACÃƒÂN DE OCAMPO | TARÃƒÂMBARO | MORELIA-QUERENDARO | POZO | -101.2008 | 19.7753 | 2022 | 174.6 | 354 | 130 | 269 | 0.025 | 0.0015 | 0.24 | 1.1 | 1.142 | 0.01 | 0.003 | 0.005 | 0.0005 | 0.005 | Good
DLMIC1758M1 | POZO INDEPENDENCIA | LERMA SANTIAGO PACÃƒÂFICO | MICHOACÃƒÂN DE OCAMPO | ZINAPÃƒÂ‰CUARO | MORELIA-QUERENDARO | POZO | -100.8288 | 19.8675 | 2022 | 88.4 | 209 | 50 | 187.4 | 0.025 | 0.0015 | 0.48 | 1.1 | 0.81 | 0.01 | 0.003 | 0.005 | 0.0005 | 0.005 | Good
DLMIC5348 | POZO SAN AGUSTIN DEL PULQUE | LERMA SANTIAGO PACÃƒÂFICO | MICHOACÃƒÂN DE OCAMPO | CUITZEO | MORELIA-QUERENDARO | POZO | -101.0716 | 19.9607 | 2022 | 625.4 | 2077 | 270 | 1398.6 | 0.025 | 0.527 | 1.2 | 1.1 | 6.343 | 0.078 | 0.003 | 0.005 | 0.0005 | 0.005 | Poor
DLBAJ157 | MULEGE 1 | PENÃƒÂNSULA DE BAJA CALIFORNIA | BAJA CALIFORNIA SUR | MULEGÃƒÂ‰ | MULEGE | POZO | -112.0015 | 26.8868 | 2022 | 192.8 | 1419 | 365.6 | 948 | 0.025 | 0.002 | 0.34 | 1.1 | 10.096 | 0.013 | 0.003 | 0.005 | 0.0005 | 0.005 | Good
DLZAC5393 | APULCO | LERMA SANTIAGO PACÃƒÂFICO | ZACATECAS | NOCHISTLÃƒÂN DE MEJÃƒÂA | NOCHISTLAN | POZO | -102.7704 | 21.346 | 2022 | 125.9 | 354 | 150.6 | 251.6 | 0.025 | 0.0015 | 4.62 | 63 | 0.32 | 0.01 | 0.003 | 0.005 | 0.0005 | 0.005 | Poor
DLZAC5394 | NOCHISTLAN | LERMA SANTIAGO PACÃƒÂFICO | ZACATECAS | APULCO | NOCHISTLAN | POZO | -102.6938 | 21.3865 | 2022 | 120.4 | 436 | 102.4 | 226.6 | 0.025 | 0.0015 | 4.65 | 10 | 0.492 | 0.01 | 0.003 | 0.005 | 0.0005 | 0.005 | Poor
OCLSP3818 | POZO ATOTONILCO MPIO 1 | LERMA SANTIAGO PACÃƒÂFICO | JALISCO | ATOTONILCO EL ALTO | OCOTLAN | POZO | -102.5032 | 20.5408 | 2022 | 345.9 | 777 | 375.5 | 552.6 | 0.03 | 0.002 | 0.43 | 148 | 12.284 | 0.01 | 0.003 | 0.005 | 0.0005 | 0.005 | Poor
OCLSP3828 | POZO UNIDAD DEPORTIVA OCOTLAN | LERMA SANTIAGO PACÃƒÂFICO | JALISCO | OCOTLÃƒÂN | OCOTLAN | POZO | -102.779 | 20.3593 | 2022 | 283.2 | 629 | 172.7 | 407.6 | 0.145 | 0.079 | 0.44 | 1.1 | 0.047 | 0.01 | 0.003 | 0.005 | 0.0005 | 0.005 | Good
DLZAC2599 | OJOCALIENTE | LERMA SANTIAGO PACÃƒÂFICO | ZACATECAS | OJOCALIENTE | OJOCALIENTE | POZO | -102.253 | 22.5717 | 2022 | 176.9 | 471 | 134.5 | 293.6 | 0.025 | 0.0015 | 4.17 | 1.1 | 3.431 | 0.091 | 0.003 | 0.005 | 0.0005 | 0.005 | Poor
DLZAC5395 | LUIS MOYA | LERMA SANTIAGO PACÃƒÂFICO | ZACATECAS | LUIS MOYA | OJOCALIENTE | POZO | -102.2427 | 22.4365 | 2022 | 158.4 | 382 | 74.3 | 256 | 0.025 | 0.0015 | 2.93 | 1.1 | 2.284 | 0.047 | 0.003 | 0.005 | 0.0005 | 0.005 | Poor
OCCCN5250M1 | POZO 7 LIBRES PICARDIAS | CUENCAS CENTRALES DEL NORTE | DURANGO | LERDO | ORIENTE AGUANAVAL | POZO | -103.4938 | 25.324 | 2022 | 238.7 | 1018 | 326 | 719.6 | 0.025 | 0.0015 | 1.11 | 1.1 | 5.562 | 0.035 | 0.003 | 0.005 | 0.0005 | 0.005 | Poor
OCCCN5264M1 | POZO 1 LA ESPERANZA | CUENCAS CENTRALES DEL NORTE | DURANGO | GENERAL SIMÃƒÂ“N BOLÃƒÂVAR | ORIENTE AGUANAVAL | POZO | -103.4029 | 25.1457 | 2022 | 257 | 2843 | 731.2 | 2120.5 | 0.025 | 0.0015 | 1.72 | 1.1 | 27.987 | 0.058 | 0.003 | 0.005 | 0.0005 | 0.005 | Poor
OCCCN5761 | POZO 12 DE DICIEMBRE. | CUENCAS CENTRALES DEL NORTE | COAHUILA DE ZARAGOZA | TORREON | ORIENTE AGUANAVAL | POZO | -103.1731 | 25.0422 | 2022 | 207.1 | 2430 | 857.4 | 2155.5 | 0.025 | 0.003 | 0.56 | 4106 | 91.894 | 0.057 | 0.003 | 0.005 | 0.0005 | 0.005 | Poor
OCCCN5763 | POZO JALISCO | CUENCAS CENTRALES DEL NORTE | COAHUILA DE ZARAGOZA | TORREON | ORIENTE AGUANAVAL | POZO | -103.4319 | 25.2168 | 2022 | 238.7 | 1249 | 407.2 | 873.7 | 0.268 | 0.004 | 1.17 | 1.1 | 13.705 | 0.027 | 0.003 | 0.005 | 0.0005 | 0.005 | Poor
OCCCN5764 | POZO JIMULCO | CUENCAS CENTRALES DEL NORTE | COAHUILA DE ZARAGOZA | TORREON | ORIENTE AGUANAVAL | POZO | -103.347 | 25.1112 | 2022 | 221.3 | 1393 | 390.6 | 1062 | 0.309 | 0.006 | 1.69 | 1.1 | 8.426 | 0.03 | 0.003 | 0.005 | 0.0005 | 0.005 | Poor
OCCCN5765 | POZO JUAN EUGENIO | CUENCAS CENTRALES DEL NORTE | COAHUILA DE ZARAGOZA | TORREON | ORIENTE AGUANAVAL | POZO | -103.4978 | 25.2857 | 2022 | 250.8 | 1734 | 538 | 1340.4 | 0.025 | 0.0015 | 1.63 | 1.1 | 15.567 | 0.026 | 0.003 | 0.005 | 0.0005 | 0.005 | Poor
OCCCN5774 | POZO LA VENTANA | CUENCAS CENTRALES DEL NORTE | COAHUILA DE ZARAGOZA | VIESCA | ORIENTE AGUANAVAL | POZO | -103.4792 | 25.3277 | 2022 | 222.1 | 1203 | 350 | 883.8 | 0.025 | 0.0015 | 1.83 | 1.1 | 10.018 | 0.031 | 0.003 | 0.005 | 0.0005 | 0.005 | Poor
OCCCN5775 | POZO PUNTA DE SANTO DOMINGO | CUENCAS CENTRALES DEL NORTE | COAHUILA DE ZARAGOZA | VIESCA | ORIENTE AGUANAVAL | POZO | -102.8904 | 24.7645 | 2022 | 265.9 | 1728 | 361.9 | 1073 | 0.052 | 0.002 | 2.86 | 1.1 | 8.731 | 0.07 | 0.003 | 0.005 | 0.0005 | 0.005 | Poor
OCCCN5777 | POZO SAN JOSE DEL AGUAJE | CUENCAS CENTRALES DEL NORTE | COAHUILA DE ZARAGOZA | VIESCA | ORIENTE AGUANAVAL | POZO | -102.9402 | 24.7824 | 2022 | 258.8 | 1329 | 354 | 898.7 | 0.087 | 0.003 | 1.54 | 1.1 | 7.865 | 0.015 | 0.003 | 0.005 | 0.0005 | 0.005 | Poor
OCCCN5779 | POZO TANQUE AGUILEREÃƒÂ‘O | CUENCAS CENTRALES DEL NORTE | COAHUILA DE ZARAGOZA | VIESCA | ORIENTE AGUANAVAL | POZO | -102.9505 | 24.8076 | 2022 | 233.4 | 623 | 10 | 380 | 0.261 | 0.003 | 1.34 | 1.1 | 0.304 | 0.01 | 0.003 | 0.015 | 0.0005 | 0.005 | Good
OCCCN5848 | POZO 18 DE MARZO. | CUENCAS CENTRALES DEL NORTE | DURANGO | GENERAL SIMON BOLIVAR | ORIENTE AGUANAVAL | POZO | -103.2877 | 24.726 | 2022 | 321.3 | 1969 | 776.9 | 1538.7 | 0.025 | 0.0015 | 2.64 | 1.1 | 2.118 | 0.081 | 0.003 | 0.005 | 0.0005 | 0.005 | Poor
OCCCN5849 | POZO EL REFUGIO. | CUENCAS CENTRALES DEL NORTE | DURANGO | GENERAL SIMON BOLIVAR | ORIENTE AGUANAVAL | POZO | -103.1958 | 24.7894 | 2022 | 149.9 | 2650 | 421.7 | 1986 | 0.081 | 0.003 | 1.22 | 24196 | 10.354 | 0.02 | 0.003 | 0.013 | 0.0005 | 0.005 | Poor
OCCCN5850 | POZO ENRIQUE FLORES MAGON | CUENCAS CENTRALES DEL NORTE | DURANGO | GENERAL SIMON BOLIVAR | ORIENTE AGUANAVAL | POZO | -103.3807 | 25.127 | 2022 | 321.3 | 5180 | 1499.9 | 4458.5 | 0.487 | 0.003 | 2.13 | 1.1 | 12.128 | 0.099 | 0.003 | 0.005 | 0.0005 | 0.005 | Poor
OCCCN5851 | POZO GARCIA DE LA CADENA | CUENCAS CENTRALES DEL NORTE | DURANGO | GENERAL SIMON BOLIVAR | ORIENTE AGUANAVAL | POZO | -103.1639 | 24.763 | 2022 | 127.5 | 1235 | 143.3 | 778.7 | 0.025 | 0.0015 | 1.24 | 10 | 15.568 | 0.032 | 0.003 | 0.009 | 0.0005 | 0.005 | Poor
OCCCN5852 | POZO GENERAL SIMON BOLIVAR | CUENCAS CENTRALES DEL NORTE | DURANGO | GENERAL SIMON BOLIVAR | ORIENTE AGUANAVAL | POZO | -103.2292 | 24.6833 | 2022 | 326.4 | 1990 | 822.7 | 1647 | 0.063 | 0.0015 | 2.6 | 1.1 | 2.272 | 0.078 | 0.003 | 0.005 | 0.0005 | 0.005 | Poor
OCCCN5853 | POZO HUARICHIC | CUENCAS CENTRALES DEL NORTE | DURANGO | GENERAL SIMON BOLIVAR | ORIENTE AGUANAVAL | POZO | -103.1509 | 24.8334 | 2022 | 256 | 800 | 211.9 | 536 | 0.025 | 0.0015 | 1.41 | 63 | 0.318 | 0.044 | 0.003 | 0.005 | 0.0005 | 0.005 | Poor
OCCCN5854 | POZO IGNACIO ZARAGOZA | CUENCAS CENTRALES DEL NORTE | DURANGO | GENERAL SIMON BOLIVAR | ORIENTE AGUANAVAL | POZO | -103.3863 | 25.138 | 2022 | 270.3 | 2129 | 691.8 | 1926.3 | 0.025 | 0.0015 | 1.78 | 1.1 | 8.697 | 0.045 | 0.003 | 0.005 | 0.0005 | 0.005 | Poor
OCCCN5856 | POZO LA GRANJA | CUENCAS CENTRALES DEL NORTE | DURANGO | GENERAL SIMON BOLIVAR | ORIENTE AGUANAVAL | POZO | -103.069 | 24.5463 | 2022 | 139.7 | 829 | 365.6 | 487 | 0.025 | 0.0015 | 0.36 | 1.1 | 6.13 | 0.01 | 0.003 | 0.005 | 0.0005 | 0.005 | Good
OCCCN5857 | POZO LOS SAUCES | CUENCAS CENTRALES DEL NORTE | DURANGO | GENERAL SIMON BOLIVAR | ORIENTE AGUANAVAL | POZO | -103.1503 | 24.4983 | 2022 | 232.6 | 970 | 359.4 | 704.2 | 0.04 | 0.0015 | 0.55 | 3654 | 38.467 | 0.01 | 0.003 | 0.005 | 0.0005 | 0.005 | Poor
OCCCN5858 | POZO ORIENTE AGUANAVAL | CUENCAS CENTRALES DEL NORTE | DURANGO | GENERAL SIMON BOLIVAR | ORIENTE AGUANAVAL | POZO | -103.2361 | 24.9011 | 2022 | 249.9 | 3193 | 1080.2 | 2718.5 | 0.308 | 0.0015 | 2 | 10 | 17.27 | 0.076 | 0.003 | 0.009 | 0.0005 | 0.005 | Poor
OCCCN5859 | POZO RICARDO FLORES MAGON | CUENCAS CENTRALES DEL NORTE | DURANGO | GENERAL SIMON BOLIVAR | ORIENTE AGUANAVAL | POZO | -103.1885 | 24.7537 | 2022 | 135.7 | 2770 | 822.7 | 2186.5 | 0.313 | 0.002 | 0.9 | 1.1 | 13.273 | 0.022 | 0.003 | 0.005 | 0.0005 | 0.005 | Poor
OCCCN5860 | POZO ROSALIA | CUENCAS CENTRALES DEL NORTE | DURANGO | GENERAL SIMON BOLIVAR | ORIENTE AGUANAVAL | POZO | -102.9363 | 24.7779 | 2022 | 337 | 2920 | 944 | 2492.3 | 0.025 | 0.0015 | 3.28 | 1.1 | 9.659 | 0.028 | 0.003 | 0.005 | 0.0005 | 0.005 | Poor
OCCCN5861 | POZO SAN ANTONIO DE ZARAGOZA | CUENCAS CENTRALES DEL NORTE | DURANGO | GENERAL SIMON BOLIVAR | ORIENTE AGUANAVAL | POZO | -103.3998 | 25.164 | 2022 | 258.1 | 1961 | 687.6 | 1522.3 | 0.134 | 0.002 | 1.24 | 158 | 7.275 | 0.021 | 0.003 | 0.005 | 0.0005 | 0.005 | Regular
OCCCN5862 | POZO SAN JOSE DE ZARAGOZA | CUENCAS CENTRALES DEL NORTE | DURANGO | GENERAL SIMON BOLIVAR | ORIENTE AGUANAVAL | POZO | -103.473 | 25.2309 | 2022 | 240.9 | 1743 | 454 | 1271 | 0.025 | 0.0015 | 1.84 | 1.1 | 16.02 | 0.023 | 0.003 | 0.005 | 0.0005 | 0.005 | Poor
OCCCN5863 | POZO SAN VICENTE DE MELONES | CUENCAS CENTRALES DEL NORTE | DURANGO | GENERAL SIMON BOLIVAR | ORIENTE AGUANAVAL | POZO | -103.1983 | 24.5841 | 2022 | 255 | 900 | 247.2 | 614.2 | 0.025 | 0.0015 | 2.52 | 1.1 | 3.314 | 0.053 | 0.003 | 0.005 | 0.0005 | 0.005 | Poor
OCCCN5864 | POZO SANTA ROSA | CUENCAS CENTRALES DEL NORTE | DURANGO | GENERAL SIMON BOLIVAR | ORIENTE AGUANAVAL | POZO | -103.0629 | 24.8125 | 2022 | 234.6 | 823 | 211.9 | 545 | 0.025 | 0.004 | 1.05 | 1.1 | 4.984 | 0.028 | 0.003 | 0.005 | 0.0005 | 0.005 | Poor
OCCCN5871 | POZO NAZARENO | CUENCAS CENTRALES DEL NORTE | DURANGO | LERDO | ORIENTE AGUANAVAL | POZO | -103.4156 | 25.4101 | 2022 | 230.4 | 776 | 277.3 | 474.6 | 0.127 | 0.013 | 0.7 | 1.1 | 4.326 | 0.045 | 0.003 | 0.005 | 0.0005 | 0.005 | Poor
OCCCN5872 | POZO NAZARENO 2 | CUENCAS CENTRALES DEL NORTE | DURANGO | LERDO | ORIENTE AGUANAVAL | POZO | -103.4186 | 25.4129 | 2022 | 233.4 | 904 | 306.8 | 589.8 | 0.025 | 0.0015 | 1.12 | 1.1 | 6.577 | 0.042 | 0.003 | 0.005 | 0.0005 | 0.005 | Poor
OCCCN5874 | POZO NAZARENO DE ABAJO | CUENCAS CENTRALES DEL NORTE | DURANGO | LERDO | ORIENTE AGUANAVAL | POZO | -103.3438 | 25.3967 | 2022 | 187.3 | 1756 | 477.9 | 1177 | 0.133 | 0.002 | 0.94 | 1.1 | 7.604 | 0.041 | 0.003 | 0.005 | 0.0005 | 0.005 | Poor
OCCCN5876 | POZO PICARDIAS | CUENCAS CENTRALES DEL NORTE | DURANGO | LERDO | ORIENTE AGUANAVAL | POZO | -103.485 | 25.3234 | 2022 | 215.5 | 990 | 262 | 680.4 | 0.025 | 0.0015 | 1.97 | 1.1 | 6.106 | 0.028 | 0.003 | 0.005 | 0.0005 | 0.005 | Poor
OCGCE3385 | H. AYUNTAMIENTO CONSTITUCIONAL ORIZABA (POBLADO EL TREBOL) | GOLFO CENTRO | VERACRUZ DE IGNACIO DE LA LLAVE | IXTACZOQUITLÃƒÂN | ORIZABA-CORDOBA | POZO | -97.0679 | 18.8558 | 2022 | 129 | 359 | 146.5 | 300 | 0.206 | 0.01 | 0.2 | 1.1 | 4.151 | 0.01 | 0.003 | 0.015 | 0.0005 | 0.005 | Good
DLCOA455 | PAREDON 2 - EJIDO COSME | RÃƒÂO BRAVO | COAHUILA DE ZARAGOZA | RAMOS ARIZPE | PAREDON | POZO | -101.3282 | 25.9172 | 2022 | 246.6 | 1457 | 466.1 | 1006.3 | 0.066 | 0.002 | 0.4 | 379 | 38.768 | 0.01 | 0.003 | 0.005 | 0.0005 | 0.005 | Poor
DLMIC6153 | POZO EL SALITRE | LERMA SANTIAGO PACÃƒÂFICO | MICHOACÃƒÂN DE OCAMPO | PURUANDIRO | PASTOR ORTIZ-LA PIEDAD | POZO | -101.5001 | 20.0922 | 2022 | 246.4 | 1423 | 94 | 850.3 | 0.076 | 0.041 | 5.89 | 1.1 | 1.303 | 0.055 | 0.003 | 0.005 | 0.0005 | 0.005 | Poor
DLDUR5844 | POZO 5 CUENCAME | CUENCAS CENTRALES DEL NORTE | DURANGO | CUENCAME | PEDRICEÃƒÂ‘A-VELARDEÃƒÂ‘A | POZO | -103.709 | 24.8732 | 2022 | 495 | 631 | 210 | 431 | 0.025 | 0.0015 | 1.08 | 1.1 | 0.981 | 0.067 | 0.003 | 0.005 | 0.0005 | 0.005 | Poor
DLDUR5845 | POZO CUATILLOS | CUENCAS CENTRALES DEL NORTE | DURANGO | CUENCAME | PEDRICEÃƒÂ‘A-VELARDEÃƒÂ‘A | POZO | -103.7691 | 25.0966 | 2022 | 202.2 | 2253 | 972 | 2029.2 | 0.025 | 0.0015 | 0.7 | 1.1 | 54.26 | 0.061 | 0.003 | 0.005 | 0.0005 | 0.005 | Poor
DLDUR5846 | POZO 20 AMIGOS | CUENCAS CENTRALES DEL NORTE | DURANGO | CUENCAME | PEDRICEÃƒÂ‘A-VELARDEÃƒÂ‘A | POZO | -103.7942 | 25.0925 | 2022 | 267.4 | 1337 | 492 | 1109.4 | 0.025 | 0.0015 | 1.48 | 122 | 18.917 | 0.043 | 0.003 | 0.005 | 0.0005 | 0.005 | Poor
DLDUR695 | POZO 1 PEDRICEÃƒÂ‘A | CUENCAS CENTRALES DEL NORTE | DURANGO | CUENCAMÃƒÂ‰ | PEDRICEÃƒÂ‘A-VELARDEÃƒÂ‘A | POZO | -103.787 | 25.1156 | 2022 | 259.7 | 1388 | 500 | 1133.4 | 0.025 | 0.0015 | 1.21 | 218 | 14.917 | 0.046 | 0.003 | 0.005 | 0.0005 | 0.005 | Poor
DLDUR696 | POZO 2 VELARDEÃƒÂ‘A | CUENCAS CENTRALES DEL NORTE | DURANGO | CUENCAMÃƒÂ‰ | PEDRICEÃƒÂ‘A-VELARDEÃƒÂ‘A | POZO | -103.7289 | 25.0621 | 2022 | 286.2 | 1141 | 380 | 888.6 | 0.161 | 0.002 | 1.36 | 1.1 | 8.882 | 0.09 | 0.003 | 0.005 | 0.0005 | 0.005 | Poor
DLDUR697 | POZO VISTA HERMOSA | CUENCAS CENTRALES DEL NORTE | DURANGO | CUENCAMÃƒÂ‰ | PEDRICEÃƒÂ‘A-VELARDEÃƒÂ‘A | POZO | -103.7201 | 25.0368 | 2022 | 148.1 | 1772 | 628 | 1445.6 | 0.025 | 0.006 | 1.19 | 20 | 25.315 | 0.05 | 0.003 | 0.005 | 0.0005 | 0.005 | Poor
DLDUR698 | POZO 2 CUENCAME | CUENCAS CENTRALES DEL NORTE | DURANGO | CUENCAMÃƒÂ‰ | PEDRICEÃƒÂ‘A-VELARDEÃƒÂ‘A | POZO | -103.6898 | 24.867 | 2022 | 267.4 | 1273 | 370 | 946.8 | 0.025 | 0.002 | 1.07 | 10 | 6.008 | 0.056 | 0.003 | 0.005 | 0.0005 | 0.005 | Poor
OCPYU6396 | CACALCHEN | PENÃƒÂNSULA DE YUCATÃƒÂN | YUCATÃƒÂN | CACALCHEN | PENINSULA DE YUCATAN | POZO | -89.2278 | 20.9822 | 2022 | 228.6 | 892 | 280.3 | 452 | 0.025 | 0.0015 | 0.2 | 1.1 | 10.438 | 0.01 | 0.003 | 0.005 | 0.0005 | 0.005 | Good
OCPYU6397 | CANSAHCAB | PENÃƒÂNSULA DE YUCATÃƒÂN | YUCATÃƒÂN | CANSAHCAB | PENINSULA DE YUCATAN | POZO | -89.09 | 21.1568 | 2022 | 328 | 1021 | 390 | 515 | 0.025 | 0.0015 | 0.2 | 1.1 | 3.333 | 0.01 | 0.003 | 0.005 | 0.0005 | 0.005 | Good
OCPYU6418 | TECOH | PENÃƒÂNSULA DE YUCATÃƒÂN | YUCATÃƒÂN | TECOH | PENINSULA DE YUCATAN | POZO | -89.4722 | 20.7501 | 2022 | 367.65 | 1344 | 464.05 | 808 | 0.13275 | 0.0015 | 0.28 | 120.275 | 4.755 | 0.01 | 0.003 | 0.005 | 0.0005 | 0.005 | Good
DLCAM233 | POZO 1 DEL SISTEMA DE AGUA POTABLE DE ULUMAL | PENÃƒÂNSULA DE YUCATÃƒÂN | CAMPECHE | CHAMPOTÃƒÂ“N | PENÃƒÂNSULA DE YUCATÃƒÂN | POZO | -90.6225 | 19.2728 | 2022 | 329.2 | 1428.5 | 668.3 | 1034.5 | 0.04025 | 0.0055 | 0.44 | 60.275 | 2.671 | 0.01 | 0.003 | 0.011 | 0.0005 | 0.005 | Regular
DLCAM244 | POZO DEL SISTEMA DE AGUA POTABLE DE ALFREDO V. BONFIL | PENÃƒÂNSULA DE YUCATÃƒÂN | CAMPECHE | CAMPECHE | PENÃƒÂNSULA DE YUCATÃƒÂN | POZO | -90.1756 | 19.522 | 2022 | 300.4 | 941.5 | 374.3 | 690.5 | 0.025 | 0.0015 | 0.465 | 29 | 13.219 | 0.01 | 0.003 | 0.005 | 0.0005 | 0.005 | Poor
DLCAM245 | POZO DEL SISTEMA DE AGUA POTABLE DE PUEBLO NUEVO | PENÃƒÂNSULA DE YUCATÃƒÂN | CAMPECHE | CAMPECHE | PENÃƒÂNSULA DE YUCATÃƒÂN | POZO | -90.1221 | 19.7473 | 2022 | 357.1 | 1428 | 431.95 | 1022 | 0.03075 | 0.0015 | 0.435 | 66 | 33.831 | 0.01 | 0.003 | 0.0075 | 0.0005 | 0.00575 | Poor
DLCAM246 | POZO 6 DEL SISTEMA DE AGUA POTABLE DE HOPELCHEN | PENÃƒÂNSULA DE YUCATÃƒÂN | CAMPECHE | HOPELCHÃƒÂ‰N | PENÃƒÂNSULA DE YUCATÃƒÂN | POZO | -89.8517 | 19.7425 | 2022 | 346 | 1308 | 397.6 | 801.5 | 0.025 | 0.0015 | 0.385 | 7.775 | 24.9235 | 0.01 | 0.003 | 0.005 | 0.0005 | 0.00575 | Poor
DLCAM248 | POZO DEL SISTEMA DE AGUA POTABLE DE NOHALAL | PENÃƒÂNSULA DE YUCATÃƒÂN | CAMPECHE | HECELCHAKÃƒÂN | PENÃƒÂNSULA DE YUCATÃƒÂN | POZO | -89.9095 | 20.1032 | 2022 | 319 | 1757 | 613.15 | 1091 | 0.025 | 0.001875 | 0.77 | 11.775 | 4.307 | 0.01 | 0.003 | 0.006 | 0.0005 | 0.005 | Regular
DLCAM249 | POZO 1 DEL SISTEMA DE AGUA POTABLE DE HECELCHAKAN | PENÃƒÂNSULA DE YUCATÃƒÂN | CAMPECHE | HECELCHAKÃƒÂN | PENÃƒÂNSULA DE YUCATÃƒÂN | POZO | -90.1235 | 20.1959 | 2022 | 342.2 | 2210.5 | 599.05 | 1507 | 0.041 | 0.00165 | 0.305 | 11.775 | 6.334 | 0.01 | 0.003 | 0.016 | 0.0005 | 0.005 | Regular
DLCAM253 | POZO 2 DEL SISTEMA DE AGUA POTABLE DE CALKINI | PENÃƒÂNSULA DE YUCATÃƒÂN | CAMPECHE | CALKINÃƒÂ | PENÃƒÂNSULA DE YUCATÃƒÂN | POZO | -90.0605 | 20.3772 | 2022 | 362.7 | 2778 | 788.8 | 1900 | 0.169 | 0.036 | 0.46 | 1.1 | 18.7145 | 0.01 | 0.003 | 0.015 | 0.0005 | 0.005 | Poor
DLCAM6560 | POZO DEL SAP DE TIKINMUL | PENÃƒÂNSULA DE YUCATÃƒÂN | CAMPECHE | CAMPECHE | PENÃƒÂNSULA DE YUCATÃƒÂN | POZO | -90.2219 | 19.765 | 2022 | 247.4 | 2094 | 1110.5 | 1990 | 0.025 | 0.0015 | 1.08 | 28 | 4.064 | 0.01 | 0.003 | 0.005 | 0.0005 | 0.005 | Regular
DLCAM6561 | POZO DEL SAP DE ICH-EK | PENÃƒÂNSULA DE YUCATÃƒÂN | CAMPECHE | HOPELCHÃƒÂ‰N | PENÃƒÂNSULA DE YUCATÃƒÂN | POZO | -89.967 | 19.7323 | 2022 | 326.4 | 1517 | 586 | 1139 | 0.075 | 0.004 | 0.3 | 20 | 9.899 | 0.01 | 0.003 | 0.008 | 0.0005 | 0.005 | Regular
DLCAM6562 | POZO DEL SAP DE SANTA RITA | PENÃƒÂNSULA DE YUCATÃƒÂN | CAMPECHE | HOPELCHEN | PENÃƒÂNSULA DE YUCATÃƒÂN | POZO | -89.8713 | 19.6483 | 2022 | 329.2 | 1525 | 361.2 | 993 | 0.025 | 0.0015 | 0.7 | 120 | 17.08 | 0.01 | 0.003 | 0.006 | 0.0005 | 0.005 | Poor
DLCAM6563 | POZO DEL SAP DE PAKCHEN | PENÃƒÂNSULA DE YUCATÃƒÂN | CAMPECHE | HOPELCHEN | PENÃƒÂNSULA DE YUCATÃƒÂN | POZO | -89.7929 | 19.5292 | 2022 | 311.6 | 1815 | 618.6 | 1374 | 0.064 | 0.026 | 0.2 | 1100 | 8.864 | 0.01 | 0.003 | 0.005 | 0.0005 | 0.005 | Poor
DLCAM6564 | POZO DEL SAP LOS LAURELES | PENÃƒÂNSULA DE YUCATÃƒÂN | CAMPECHE | CAMPECHE | PENÃƒÂNSULA DE YUCATÃƒÂN | POZO | -89.9955 | 19.4885 | 2022 | 279 | 1165 | 326.6 | 762 | 0.028 | 0.006 | 0.46 | 210 | 10.788 | 0.01 | 0.003 | 0.005 | 0.0005 | 0.005 | Good
DLCAM6565 | POZO DEL SAP DE DZIBALCHEN | PENÃƒÂNSULA DE YUCATÃƒÂN | CAMPECHE | HOPELCHEN | PENÃƒÂNSULA DE YUCATÃƒÂN | POZO | -89.739 | 19.4576 | 2022 | 274.4 | 2364 | 1175.8 | 2130 | 0.025 | 0.0015 | 0.53 | 1100 | 6.784 | 0.01 | 0.003 | 0.009 | 0.0005 | 0.005 | Poor
DLCAM6566 | POZO DEL SAP DE ITURBIDE | PENÃƒÂNSULA DE YUCATÃƒÂN | CAMPECHE | HOPELCHEN | PENÃƒÂNSULA DE YUCATÃƒÂN | POZO | -89.61 | 19.5827 | 2022 | 318.1 | 1661 | 751.2 | 1396 | 0.065 | 0.0015 | 0.89 | 9 | 8.902 | 0.01 | 0.003 | 0.005 | 0.0005 | 0.005 | Regular
OCPYU4890 | POZO 4 DE LA PLANTA MERIDA IV | PENÃƒÂNSULA DE YUCATÃƒÂN | YUCATÃƒÂN | UMÃƒÂN | PENÃƒÂNSULA DE YUCATÃƒÂN | POZO | -89.7846 | 20.9715 | 2022 | 353.6 | 1693 | 475.3 | 922.7 | 0.025 | 0.0015 | 0.22 | 1.1 | 4.208 | 0.01 | 0.003 | 0.005 | 0.0005 | 0.005 | Good
OCPYU4926 | POZO 6 DE LA PLANTA TEMOZON NORTE DE LA JAPAY | PENÃƒÂNSULA DE YUCATÃƒÂN | YUCATÃƒÂN | MÃƒÂ‰RIDA | PENÃƒÂNSULA DE YUCATÃƒÂN | POZO | -89.6171 | 21.0623 | 2022 | 338.3 | 1354 | 430.6 | 711 | 0.025 | 0.0015 | 0.21 | 1.1 | 5.67 | 0.01 | 0.003 | 0.005 | 0.0005 | 0.005 | Good
OCPYU4929 | COSGAYA | PENÃƒÂNSULA DE YUCATÃƒÂN | YUCATÃƒÂN | MÃƒÂ‰RIDA | PENÃƒÂNSULA DE YUCATÃƒÂN | POZO | -89.7046 | 21.097 | 2022 | 368.3 | 2058 | 430.2 | 1413 | 0.025 | 0.0055 | 0.305 | 21.775 | 5.604 | 0.065 | 0.003 | 0.017 | 0.0005 | 0.005 | Poor
OCPYU4946 | POZO 1 DEL SISTEMA DE AGUA POTABLE DE SOTUTA | PENÃƒÂNSULA DE YUCATÃƒÂN | YUCATÃƒÂN | SOTUTA | PENÃƒÂNSULA DE YUCATÃƒÂN | POZO | -89.0076 | 20.597 | 2022 | 240.4 | 990.5 | 289.7 | 557.5 | 0.06875 | 0.008375 | 0.2 | 1023.275 | 8.282 | 0.01 | 0.003 | 0.005 | 0.0005 | 0.005 | Poor
OCPYU4953W1 | ANILLO DE CENOTES DE YUCATAN 5 | PENÃƒÂNSULA DE YUCATÃƒÂN | YUCATÃƒÂN | KOPOMÃƒÂ | PENÃƒÂNSULA DE YUCATÃƒÂN | CENOTE | -89.8761 | 20.6894 | 2022 | 277.8 | 2465 | 648 | 1522 | 0.025 | 0.0015 | 0.52 | 63 | 0.899 | 0.01 | 0.003 | 0.025 | 0.0005 | 0.005 | Regular
OCPYU6437 | SAP XCUYUM | PENÃƒÂNSULA DE YUCATÃƒÂN | YUCATÃƒÂN | CONKAL | PENÃƒÂNSULA DE YUCATÃƒÂN | POZO | -89.495 | 21.0497 | 2022 | 349.7 | 1275 | 461.3 | 701 | 0.213 | 0.005 | 0.2 | 240 | 3.09 | 0.01 | 0.003 | 0.015 | 0.0005 | 0.005 | Good
OCPYU6438 | SAP CHCOHO | PENÃƒÂNSULA DE YUCATÃƒÂN | YUCATÃƒÂN | TIXPEHUAL | PENÃƒÂNSULA DE YUCATÃƒÂN | POZO | -89.4669 | 20.9933 | 2022 | 346.7 | 1258 | 420.9 | 610 | 0.025 | 0.0015 | 0.2 | 20 | 5.971 | 0.01 | 0.003 | 0.005 | 0.0005 | 0.005 | Good
OCPYU6439 | SAP PARAISO | PENÃƒÂNSULA DE YUCATÃƒÂN | YUCATÃƒÂN | MAXCANU | PENÃƒÂNSULA DE YUCATÃƒÂN | POZO | -90.1172 | 20.6756 | 2022 | 350.9 | 3250 | 802.4 | 1805 | 0.025 | 0.0015 | 0.46 | 1.1 | 5.655 | 0.01 | 0.003 | 0.005 | 0.0005 | 0.005 | Regular
OCPYU6440 | SAP SANTA ROSA | PENÃƒÂNSULA DE YUCATÃƒÂN | YUCATÃƒÂN | MAXCANU | PENÃƒÂNSULA DE YUCATÃƒÂN | POZO | -90.0886 | 20.6061 | 2022 | 380.9 | 2350 | 652.9 | 1315 | 0.025 | 0.0015 | 0.34 | 987 | 7.939 | 0.01 | 0.003 | 0.005 | 0.0005 | 0.005 | Regular
OCPYU6441 | SAP SUMA | PENÃƒÂNSULA DE YUCATÃƒÂN | YUCATÃƒÂN | SUMA | PENÃƒÂNSULA DE YUCATÃƒÂN | POZO | -89.1486 | 21.0861 | 2022 | 329 | 1208 | 410.3 | 620 | 0.025 | 0.0015 | 0.2 | 1.1 | 3.478 | 0.01 | 0.003 | 0.005 | 0.0005 | 0.005 | Good
OCPYU6442 | SAP NOCHACAN | PENÃƒÂNSULA DE YUCATÃƒÂN | YUCATÃƒÂN | CUZAMA | PENÃƒÂNSULA DE YUCATÃƒÂN | POZO | -89.3361 | 20.7458 | 2022 | 365.5 | 1186 | 379.6 | 724 | 0.025 | 0.0015 | 0.2 | 75 | 5.517 | 0.01 | 0.003 | 0.032 | 0.0005 | 0.005 | Good
OCPYU6444 | SAP KANACHEN | PENÃƒÂNSULA DE YUCATÃƒÂN | YUCATÃƒÂN | KOPOMÃƒÂ | PENÃƒÂNSULA DE YUCATÃƒÂN | POZO | -89.8867 | 20.605 | 2022 | 374.1 | 2566 | 747.5 | 1594 | 0.025 | 0.0015 | 0.49 | 1.1 | 8.32 | 0.01 | 0.003 | 0.011 | 0.0005 | 0.005 | Regular
OCPYU6445 | SAP KIKTEIL | PENÃƒÂNSULA DE YUCATÃƒÂN | YUCATÃƒÂN | MERIDA | PENÃƒÂNSULA DE YUCATÃƒÂN | POZO | -89.6922 | 21.1292 | 2022 | 377.6 | 2360 | 457.4 | 1420 | 0.04 | 0.006 | 0.37 | 1100 | 1.943 | 0.01 | 0.003 | 0.016 | 0.0005 | 0.005 | Poor
OCPYU6446 | SAP OXTAPACAB | PENÃƒÂNSULA DE YUCATÃƒÂN | YUCATÃƒÂN | TIMUCUY | PENÃƒÂNSULA DE YUCATÃƒÂN | POZO | -89.5042 | 20.7711 | 2022 | 362.9 | 1001 | 491.6 | 823.3 | 0.025 | 0.0015 | 0.24 | 1.1 | 7.297 | 0.01 | 0.003 | 0.005 | 0.0005 | 0.005 | Good
OCPYU6448 | SAP ABALA | PENÃƒÂNSULA DE YUCATÃƒÂN | YUCATÃƒÂN | ABALA | PENÃƒÂNSULA DE YUCATÃƒÂN | POZO | -89.6797 | 20.6467 | 2022 | 347.5 | 1957 | 666.2 | 1238 | 0.054 | 0.002 | 0.48 | 52 | 3.494 | 0.01 | 0.003 | 0.02 | 0.0005 | 0.005 | Regular
OCPYU6449 | SAP SAN NICOLAS | PENÃƒÂNSULA DE YUCATÃƒÂN | YUCATÃƒÂN | SUMA | PENÃƒÂNSULA DE YUCATÃƒÂN | POZO | -89.16 | 21.1061 | 2022 | 354.6 | 1262 | 408.3 | 590 | 0.025 | 0.002 | 0.2 | 1.1 | 8.685 | 0.01 | 0.003 | 0.005 | 0.0005 | 0.005 | Good
OCPYU6451 | SAP TOHOPKU | PENÃƒÂNSULA DE YUCATÃƒÂN | YUCATÃƒÂN | TEKAL DE VENEGAS | PENÃƒÂNSULA DE YUCATÃƒÂN | POZO | -88.932 | 21.0461 | 2022 | 342.4 | 851 | 363.6 | 448 | 0.025 | 0.0015 | 0.23 | 1.1 | 3.357 | 0.01 | 0.003 | 0.005 | 0.0005 | 0.005 | Good
OCPYU6452 | SAP CHENCHE DE LAS TORRES | PENÃƒÂNSULA DE YUCATÃƒÂN | YUCATÃƒÂN | TEMAX | PENÃƒÂNSULA DE YUCATÃƒÂN | POZO | -88.9814 | 21.1297 | 2022 | 286 | 790 | 320.9 | 392 | 0.025 | 0.0015 | 0.2 | 1.1 | 5.254 | 0.01 | 0.003 | 0.005 | 0.0005 | 0.005 | Good
OCPYU6453 | SAP SACOLA | PENÃƒÂNSULA DE YUCATÃƒÂN | YUCATÃƒÂN | MUXUPIP | PENÃƒÂNSULA DE YUCATÃƒÂN | POZO | -89.3258 | 21.1014 | 2022 | 340.4 | 1093 | 367.9 | 712 | 0.025 | 0.003 | 0.2 | 1100 | 6.453 | 0.01 | 0.003 | 0.012 | 0.0005 | 0.005 | Poor
OCPYU6455 | SAP MUXUPIP | PENÃƒÂNSULA DE YUCATÃƒÂN | YUCATÃƒÂN | MUXUPIP | PENÃƒÂNSULA DE YUCATÃƒÂN | POZO | -89.3297 | 21.0419 | 2022 | 350.6 | 556 | 451.6 | 396 | 0.025 | 0.0015 | 0.2 | 460 | 2.172 | 0.01 | 0.003 | 0.005 | 0.0005 | 0.005 | Good
OCPYU6460 | SAP PARAISO | PENÃƒÂNSULA DE YUCATÃƒÂN | YUCATÃƒÂN | PROGRESO | PENÃƒÂNSULA DE YUCATÃƒÂN | POZO | -89.6506 | 21.1931 | 2022 | 357.1 | 1661 | 389.3 | 978 | 0.034 | 0.003 | 0.2 | 2400 | 0.837 | 0.01 | 0.003 | 0.016 | 0.0005 | 0.005 | Poor
OCPYU6465 | SAP SAN IGNACIO | PENÃƒÂNSULA DE YUCATÃƒÂN | YUCATÃƒÂN | PROGRESO | PENÃƒÂNSULA DE YUCATÃƒÂN | POZO | -89.66 | 21.1597 | 2022 | 349.7 | 1838 | 395.1 | 1182 | 0.106 | 0.009 | 0.21 | 460 | 8.167 | 0.01 | 0.003 | 0.013 | 0.0005 | 0.005 | Good
OCPYU6469 | SAP TAMANCHE | PENÃƒÂNSULA DE YUCATÃƒÂN | YUCATÃƒÂN | MERIDA | PENÃƒÂNSULA DE YUCATÃƒÂN | POZO | -89.6417 | 21.1392 | 2022 | 359 | 2108 | 451.6 | 1253 | 0.025 | 0.005 | 0.2 | 2400 | 3.282 | 0.01 | 0.003 | 0.007 | 0.0005 | 0.005 | Poor
OCPYU6471 | SAP KANTOYNA | PENÃƒÂNSULA DE YUCATÃƒÂN | YUCATÃƒÂN | CONKAL | PENÃƒÂNSULA DE YUCATÃƒÂN | POZO | -89.525 | 21.1103 | 2022 | 340.4 | 1263 | 369.8 | 724 | 0.065 | 0.002 | 0.32 | 210 | 2.076 | 0.01 | 0.003 | 0.023 | 0.0005 | 0.005 | Good
OCPYU6472 | SAP SAN ANTONIO MILLET | PENÃƒÂNSULA DE YUCATÃƒÂN | YUCATÃƒÂN | TIXKOKOB | PENÃƒÂNSULA DE YUCATÃƒÂN | POZO | -89.3961 | 20.9728 | 2022 | 343.6 | 1469 | 418.9 | 715 | 0.025 | 0.0015 | 0.2 | 1.1 | 4.278 | 0.01 | 0.003 | 0.005 | 0.0005 | 0.005 | Good
OCPYU6473 | SAP TIKOPO | PENÃƒÂNSULA DE YUCATÃƒÂN | YUCATÃƒÂN | ACANCEH | PENÃƒÂNSULA DE YUCATÃƒÂN | POZO | -89.4394 | 20.8892 | 2022 | 327.4 | 1117 | 354.3 | 662 | 0.025 | 0.0015 | 0.2 | 460 | 4.861 | 0.01 | 0.003 | 0.008 | 0.0005 | 0.005 | Good
OCPYU6476 | SAP TEPAKAN | PENÃƒÂNSULA DE YUCATÃƒÂN | YUCATÃƒÂN | TEPAKAN | PENÃƒÂNSULA DE YUCATÃƒÂN | POZO | -89.0389 | 21.0486 | 2022 | 277.8 | 922 | 331.1 | 474 | 0.025 | 0.0015 | 0.2 | 41 | 11.46 | 0.01 | 0.003 | 0.005 | 0.0005 | 0.005 | Poor
OCPYU6477 | SAP DZIUCHE | PENÃƒÂNSULA DE YUCATÃƒÂN | YUCATÃƒÂN | HOCTUN | PENÃƒÂNSULA DE YUCATÃƒÂN | POZO | -89.1965 | 20.9115 | 2022 | 340.3 | 1098 | 398.1 | 570 | 0.025 | 0.0015 | 0.23 | 1.1 | 2.982 | 0.01 | 0.003 | 0.005 | 0.0005 | 0.005 | Good
OCPYU6478 | AGUAS ARRIBA DE GP-088 | PENÃƒÂNSULA DE YUCATÃƒÂN | YUCATÃƒÂN | KINCHIL | PENÃƒÂNSULA DE YUCATÃƒÂN | POZO | -89.9984 | 20.9023 | 2022 | 356 | 2110 | 531 | 1055 | 0.025 | 0.0015 | 0.31 | 1354 | 3.94 | 0.01 | 0.003 | 0.005 | 0.0005 | 0.005 | Poor
OCPYU6479 | SAP SAN ANTONIO TEDZIDZ | PENÃƒÂNSULA DE YUCATÃƒÂN | YUCATÃƒÂN | SAMAHIL | PENÃƒÂNSULA DE YUCATÃƒÂN | POZO | -89.9744 | 20.8369 | 2022 | 378.8 | 2370 | 562.4 | 1207 | 0.027 | 0.0015 | 0.35 | 84 | 4.113 | 0.01 | 0.003 | 0.005 | 0.0005 | 0.005 | Regular
OCPYU6498 | AGUAS ARRIBA DE GP-104 | PENÃƒÂNSULA DE YUCATÃƒÂN | YUCATÃƒÂN | HUNUCMA | PENÃƒÂNSULA DE YUCATÃƒÂN | POZO | -89.8333 | 21.0344 | 2022 | 361.2 | 1783 | 468.1 | 883 | 0.025 | 0.0015 | 0.24 | 2755 | 7.81 | 0.01 | 0.003 | 0.005 | 0.0005 | 0.005 | Poor
OCPYU6499 | SAP SAN ANTONIO CHEL | PENÃƒÂNSULA DE YUCATÃƒÂN | YUCATÃƒÂN | HUNUCMA | PENÃƒÂNSULA DE YUCATÃƒÂN | POZO | -89.8142 | 20.9961 | 2022 | 356 | 1345 | 416.9 | 660 | 0.025 | 0.0015 | 0.24 | 158 | 6.418 | 0.01 | 0.003 | 0.005 | 0.0005 | 0.005 | Good
OCPYU6500 | SAP SAN ANTONIO TZACALA | PENÃƒÂNSULA DE YUCATÃƒÂN | YUCATÃƒÂN | MERIDA | PENÃƒÂNSULA DE YUCATÃƒÂN | POZO | -89.6539 | 20.75 | 2022 | 362.9 | 1333 | 465.1 | 716.7 | 0.041 | 0.0015 | 0.24 | 1.1 | 7.518 | 0.01 | 0.003 | 0.02 | 0.0005 | 0.005 | Good
OCPYU6501 | SAP UAYALCEH | PENÃƒÂNSULA DE YUCATÃƒÂN | YUCATÃƒÂN | ABALA | PENÃƒÂNSULA DE YUCATÃƒÂN | POZO | -89.5939 | 20.6944 | 2022 | 373.1 | 1802 | 524 | 1010 | 0.025 | 0.0015 | 0.3 | 1.1 | 5.205 | 0.01 | 0.003 | 0.017 | 0.0005 | 0.005 | Regular
OCPYU6512 | SAP HOLACTUN | PENÃƒÂNSULA DE YUCATÃƒÂN | YUCATÃƒÂN | TAHMEK | PENÃƒÂNSULA DE YUCATÃƒÂN | POZO | -89.3283 | 20.8764 | 2022 | 263.2 | 789 | 280.3 | 434 | 0.054 | 0.0015 | 0.96 | 150 | 6.265 | 0.01 | 0.003 | 0.01 | 0.0005 | 0.005 | Good
OCPYU6513 | SAP PEBA | PENÃƒÂNSULA DE YUCATÃƒÂN | YUCATÃƒÂN | ABALA | PENÃƒÂNSULA DE YUCATÃƒÂN | POZO | -89.6859 | 20.7188 | 2022 | 377.2 | 2038 | 570.8 | 1170 | 0.025 | 0.0015 | 0.33 | 1.1 | 4.507 | 0.01 | 0.003 | 0.022 | 0.0005 | 0.005 | Regular
OCPYU6514 | SAP TIXACACLPUYUL | PENÃƒÂNSULA DE YUCATÃƒÂN | YUCATÃƒÂN | YAXCABA | PENÃƒÂNSULA DE YUCATÃƒÂN | POZO | -88.9185 | 20.5014 | 2022 | 276.3 | 694 | 306.8 | 330 | 0.025 | 0.0015 | 0.2 | 3076 | 6.412 | 0.01 | 0.003 | 0.005 | 0.0005 | 0.005 | Poor
OCPYU6515 | HACIENDA KANAN | PENÃƒÂNSULA DE YUCATÃƒÂN | YUCATÃƒÂN | IZAMAL | PENÃƒÂNSULA DE YUCATÃƒÂN | POZO | -88.9706 | 20.9829 | 2022 | 308.5 | 789 | 357.5 | 400 | 0.025 | 0.0015 | 0.26 | 1.1 | 5.311 | 0.01 | 0.003 | 0.005 | 0.0005 | 0.005 | Good
DLDUR690 | POZO YERBANIS | CUENCAS CENTRALES DEL NORTE | DURANGO | PEÃƒÂ‘ÃƒÂ“N BLANCO | PEÃƒÂ‘ON BLANCO | POZO | -103.88 | 24.6785 | 2022 | 253.8 | 598 | 203.6 | 386.6 | 0.025 | 0.003 | 1.7 | 1.1 | 2.845 | 0.358 | 0.003 | 0.005 | 0.0005 | 0.005 | Poor
OCGCE3261 | CMAS PEROTE (CERRO COLORADO) | GOLFO CENTRO | VERACRUZ DE IGNACIO DE LA LLAVE | PEROTE | PEROTE-ZALAYETA | POZO | -97.3061 | 19.5592 | 2022 | 256 | 499 | 313.9 | 492 | 0.11 | 0.0015 | 0.2 | 1.1 | 2.808 | 0.01 | 0.003 | 0.015 | 0.0005 | 0.005 | Good
BROTE CARMINA 3 | CARMINA 3 BROTE | RÃƒÂO BRAVO | COAHUILA DE ZARAGOZA | ACUÃƒÂ‘AÃ‚Â | PRESA LA AMISTAD | BROTE | -101.0754 | 29.4426 | 2022 | 139.7 | 884 | 505.8 | 562.4 | 0.025 | 0.032 | 0.82 | 97 | 0.591 | 0.01 | 0.003 | 0.005 | 0.0005 | 0.005 | Regular
LA BURBUJA | LA BURBUJA | RÃƒÂO BRAVO | COAHUILA DE ZARAGOZA | ACUÃƒÂ‘AÃ‚Â | PRESA LA AMISTAD | BROTE | -101.099 | 29.421 | 2022 | 212.2 | 971 | 388 | 627.4 | 0.025 | 0.051 | 0.57 | 30 | 0.776 | 0.01 | 0.003 | 0.005 | 0.0005 | 0.005 | Good
MF13 | MF13 | RÃƒÂO BRAVO | COAHUILA DE ZARAGOZA | ACUÃƒÂ‘AÃ‚Â | PRESA LA AMISTAD | BROTE | -101.0787 | 29.4454 | 2022 | 132.6 | 849 | 278.3 | 544.8 | 0.025 | 0.002 | 0.2 | 218 | 0.619 | 0.01 | 0.003 | 0.005 | 0.0005 | 0.005 | Good
P19C-6+350 | P19C-6+350 | RÃƒÂO BRAVO | COAHUILA DE ZARAGOZA | ACUÃƒÂ‘AÃ‚Â | PRESA LA AMISTAD | POZO | -101.0713 | 29.4494 | 2022 | 160.1 | 921 | 373.7 | 583.7 | 3.432 | 0.074 | 1.32 | 1.1 | 2.036 | 0.01 | 0.003 | 0.005 | 0.0005 | 0.072 | Poor
PLA16M-6+950 | PLA16M-6+950 | RÃƒÂO BRAVO | COAHUILA DE ZARAGOZA | ACUÃƒÂ‘AÃ‚Â | PRESA LA AMISTAD | POZO | -101.0774 | 29.4493 | 2022 | 134.6 | 1024 | 300.6 | 626.3 | 4.735 | 0.178 | 1.15 | 1.1 | 0.194 | 0.01 | 0.003 | 0.005 | 0.0005 | 0.005 | Regular
PLA8L-7+350 | PLA8L-7+350 | RÃƒÂO BRAVO | COAHUILA DE ZARAGOZA | ACUÃƒÂ‘AÃ‚Â | PRESA LA AMISTAD | POZO | -101.081 | 29.448 | 2022 | 192.8 | 1239 | 418.4 | 788.3 | 2.907 | 0.102 | 1.43 | 14136 | 0.751 | 0.01 | 0.003 | 0.005 | 0.0005 | 0.005 | Poor
CAZEPA-10 | POZO EL HUARACHE | CUENCAS CENTRALES DEL NORTE | DURANGO | LERDO | PRINCIPAL-REGION LAGUNERA | POZO | -103.4982 | 25.5289 | 2022 | 200 | 519 | 230 | 378 | 0.375 | 0.025 | 0.43 | 1.1 | 3.182 | 0.01 | 0.003 | 0.005 | 0.0005 | 0.015 | Poor
CAZEPA-11 | POZO LAS AURAS | CUENCAS CENTRALES DEL NORTE | DURANGO | LERDO | PRINCIPAL-REGION LAGUNERA | POZO | -103.5144 | 25.5489 | 2022 | 176.8 | 548 | 188 | 322 | 0.029 | 0.002 | 0.5 | 1.1 | 3.843 | 0.021 | 0.003 | 0.005 | 0.0005 | 0.005 | Good
CAZEPA-8 | POZO EL BORDO | CUENCAS CENTRALES DEL NORTE | DURANGO | LERDO | PRINCIPAL-REGION LAGUNERA | POZO | -103.5209 | 25.5266 | 2022 | 225.4 | 502 | 240 | 392.8 | 0.907 | 0.042 | 0.34 | 41 | 4.118 | 0.01 | 0.003 | 0.005 | 0.0005 | 0.005 | Regular
CAZEPA-9 | POZO VILLA JARDIN | CUENCAS CENTRALES DEL NORTE | DURANGO | LERDO | PRINCIPAL-REGION LAGUNERA | POZO | -103.5112 | 25.5482 | 2022 | 204.4 | 564 | 238 | 400.8 | 0.025 | 0.0015 | 0.53 | 1.1 | 4.296 | 0.022 | 0.003 | 0.005 | 0.0005 | 0.005 | Good
OCCCN5246M1 | POZO 14 SAN IGNACIO (SIDEAPA) | CUENCAS CENTRALES DEL NORTE | DURANGO | GÃƒÂ“MEZ PALACIO | PRINCIPAL-REGION LAGUNERA | POZO | -103.538 | 25.5953 | 2022 | 192.8 | 1098 | 581.7 | 751.2 | 0.025 | 0.0015 | 0.78 | 10 | 7.59 | 0.01 | 0.003 | 0.005 | 0.0005 | 0.005 | Regular
OCCCN5247M1 | POZO 32 PANCHO VILLA (SIDEAPA) | CUENCAS CENTRALES DEL NORTE | DURANGO | GÃƒÂ“MEZ PALACIO | PRINCIPAL-REGION LAGUNERA | POZO | -103.5087 | 25.5693 | 2022 | 193.8 | 1449 | 546.4 | 1074.4 | 0.028 | 0.0015 | 0.75 | 1.1 | 12.387 | 0.031 | 0.003 | 0.005 | 0.0005 | 0.005 | Poor
OCCCN5248M1 | POZO 6 CASA DE LA CULTURA (SIDEAPA) | CUENCAS CENTRALES DEL NORTE | DURANGO | GÃƒÂ“MEZ PALACIO | PRINCIPAL-REGION LAGUNERA | POZO | -103.5023 | 25.5515 | 2022 | 182.6 | 790 | 292.9 | 524.4 | 0.027 | 0.004 | 0.52 | 1.1 | 9.793 | 0.021 | 0.003 | 0.005 | 0.0005 | 0.005 | Good
OCCCN5249M1 | POZO 5 TRUJANO/URREA | CUENCAS CENTRALES DEL NORTE | DURANGO | GÃƒÂ“MEZ PALACIO | PRINCIPAL-REGION LAGUNERA | POZO | -103.5013 | 25.558 | 2022 | 199.9 | 1247 | 444.6 | 845.8 | 0.025 | 0.0015 | 0.68 | 1.1 | 13.891 | 0.023 | 0.003 | 0.005 | 0.0005 | 0.005 | Poor
OCCCN5251M1 | POZO COL. VICTORIA (BOMBA 12 SIMAS) | CUENCAS CENTRALES DEL NORTE | COAHUILA DE ZARAGOZA | TORREÃƒÂ“N | PRINCIPAL-REGION LAGUNERA | POZO | -103.4822 | 25.5358 | 2022 | 172.4 | 614 | 245.1 | 426 | 1.61 | 0.946 | 0.53 | 1.1 | 7.695 | 0.019 | 0.003 | 0.005 | 0.0005 | 0.005 | Regular
OCCCN5253M1 | POZO 1254 (BOMBA 72 SIMAS) | CUENCAS CENTRALES DEL NORTE | COAHUILA DE ZARAGOZA | TORREÃƒÂ“N | PRINCIPAL-REGION LAGUNERA | POZO | -103.4751 | 25.5395 | 2022 | 216.2 | 834 | 330.3 | 650.3 | 2.092 | 0.407 | 0.4 | 1.1 | 14.911 | 0.02 | 0.003 | 0.006 | 0.0005 | 0.005 | Poor
OCCCN5254M1 | POZO 4074 (BOMBA 50 SIMAS) | CUENCAS CENTRALES DEL NORTE | COAHUILA DE ZARAGOZA | TORREÃƒÂ“N | PRINCIPAL-REGION LAGUNERA | POZO | -103.4509 | 25.5209 | 2022 | 187.7 | 1550 | 513.1 | 1075 | 0.025 | 0.0015 | 0.79 | 1.1 | 30.167 | 0.025 | 0.003 | 0.005 | 0.0005 | 0.005 | Poor
OCCCN5256M1 | POZO 3704 (BOMBA 31 SIMAS) | CUENCAS CENTRALES DEL NORTE | COAHUILA DE ZARAGOZA | TORREÃƒÂ“N | PRINCIPAL-REGION LAGUNERA | POZO | -103.4482 | 25.5623 | 2022 | 140.8 | 768 | 295 | 524.6 | 0.052 | 0.0015 | 0.47 | 1.1 | 4.674 | 0.025 | 0.003 | 0.005 | 0.0005 | 0.005 | Good
OCCCN5257M1 | POZO 336 (BOMBA 35 SIMAS) | CUENCAS CENTRALES DEL NORTE | COAHUILA DE ZARAGOZA | TORREÃƒÂ“N | PRINCIPAL-REGION LAGUNERA | POZO | -103.4481 | 25.5722 | 2022 | 139.7 | 825 | 326.2 | 560.4 | 0.029 | 0.0015 | 0.59 | 1.1 | 5.432 | 0.024 | 0.003 | 0.005 | 0.0005 | 0.005 | Good
OCCCN5258M1 | POZO EL QUEMADO | CUENCAS CENTRALES DEL NORTE | DURANGO | GÃƒÂ“MEZ PALACIO | PRINCIPAL-REGION LAGUNERA | POZO | -103.3942 | 25.7184 | 2022 | 101 | 498 | 147.5 | 303 | 0.025 | 0.0015 | 0.5 | 10 | 1.599 | 0.024 | 0.003 | 0.005 | 0.0005 | 0.005 | Good
OCCCN5260M1 | POZO GRANJA RIOS | CUENCAS CENTRALES DEL NORTE | DURANGO | GÃƒÂ“MEZ PALACIO | PRINCIPAL-REGION LAGUNERA | POZO | -103.4368 | 25.6791 | 2022 | 224.4 | 2400 | 818.5 | 1927.4 | 0.041 | 0.002 | 0.8 | 1160 | 16.28 | 0.04 | 0.003 | 0.005 | 0.0005 | 0.005 | Poor
OCCCN5262M1 | POZO CNA 4840 | CUENCAS CENTRALES DEL NORTE | DURANGO | GÃƒÂ“MEZ PALACIO | PRINCIPAL-REGION LAGUNERA | POZO | -103.4121 | 25.8125 | 2022 | 101 | 526 | 101.8 | 340 | 0.705 | 0.035 | 1.44 | 1722 | 2.883 | 0.081 | 0.003 | 0.005 | 0.0005 | 0.005 | Poor
OCCCN5263M1 | POZO BELLA UNION | CUENCAS CENTRALES DEL NORTE | DURANGO | GÃƒÂ“MEZ PALACIO | PRINCIPAL-REGION LAGUNERA | POZO | -103.4167 | 25.6261 | 2022 | 192.8 | 486 | 187 | 296 | 1.572 | 0.035 | 0.42 | 63 | 2.137 | 0.024 | 0.003 | 0.005 | 0.0005 | 0.005 | Regular
OCCCN5268M1 | POZO 369 ALBIA | CUENCAS CENTRALES DEL NORTE | COAHUILA DE ZARAGOZA | TORREÃƒÂ“N | PRINCIPAL-REGION LAGUNERA | POZO | -103.3611 | 25.671 | 2022 | 126.9 | 430 | 10 | 254.6 | 0.025 | 0.0015 | 3.46 | 1.1 | 0.443 | 0.487 | 0.003 | 0.005 | 0.0005 | 0.005 | Poor
OCCCN5270M1 | POZO EL CANARIO | CUENCAS CENTRALES DEL NORTE | COAHUILA DE ZARAGOZA | TORREÃƒÂ“N | PRINCIPAL-REGION LAGUNERA | POZO | -103.3481 | 25.5929 | 2022 | 146.9 | 677 | 243.1 | 452 | 0.025 | 0.0015 | 0.36 | 1.1 | 4.632 | 0.03 | 0.003 | 0.005 | 0.0005 | 0.005 | Poor
OCCCN5273M1 | POZO 1 EL CUIJE | CUENCAS CENTRALES DEL NORTE | COAHUILA DE ZARAGOZA | MATAMOROS | PRINCIPAL-REGION LAGUNERA | POZO | -103.3391 | 25.6979 | 2022 | 104.5 | 325 | 78.9 | 211.4 | 0.025 | 0.0015 | 0.42 | 1.1 | 0.716 | 0.027 | 0.003 | 0.005 | 0.0005 | 0.005 | Poor
OCCCN5275M1 | POZO CAMPO DE TIRO-STMV | CUENCAS CENTRALES DEL NORTE | COAHUILA DE ZARAGOZA | TORREÃƒÂ“N | PRINCIPAL-REGION LAGUNERA | POZO | -103.3439 | 25.4169 | 2022 | 181.7 | 1422 | 444.5 | 1004 | 0.045 | 0.002 | 0.93 | 1.1 | 13.353 | 0.029 | 0.003 | 0.005 | 0.0005 | 0.005 | Poor
OCCCN5276M1 | POZO NUEVO SAN ISIDRO | CUENCAS CENTRALES DEL NORTE | COAHUILA DE ZARAGOZA | TORREÃƒÂ“N | PRINCIPAL-REGION LAGUNERA | POZO | -103.3979 | 25.6198 | 2022 | 136.6 | 424 | 125.9 | 291 | 0.027 | 0.002 | 0.39 | 52 | 4.211 | 0.081 | 0.003 | 0.005 | 0.0005 | 0.005 | Poor
OCCCN5277M1 | POZO ALAMITO | CUENCAS CENTRALES DEL NORTE | COAHUILA DE ZARAGOZA | MATAMOROS | PRINCIPAL-REGION LAGUNERA | POZO | -103.3101 | 25.7309 | 2022 | 107.6 | 344 | 47.8 | 233.4 | 0.025 | 0.003 | 0.79 | 1.1 | 1.012 | 0.079 | 0.003 | 0.005 | 0.0005 | 0.005 | Poor
OCCCN5279M1 | POZO 701 EL FRESNO DEL NORTE | CUENCAS CENTRALES DEL NORTE | COAHUILA DE ZARAGOZA | FRANCISCO I. MADERO | PRINCIPAL-REGION LAGUNERA | POZO | -103.2966 | 25.7477 | 2022 | 108.6 | 333 | 37.4 | 221.8 | 0.052 | 0.009 | 0.96 | 20 | 0.619 | 0.085 | 0.003 | 0.005 | 0.0005 | 0.005 | Poor
OCCCN5280M1 | POZO CALERAS DE LA LAGUNA | CUENCAS CENTRALES DEL NORTE | COAHUILA DE ZARAGOZA | TORREÃƒÂ“N | PRINCIPAL-REGION LAGUNERA | POZO | -103.4307 | 25.5062 | 2022 | 160.4 | 1203 | 365.8 | 874 | 0.025 | 0.0015 | 0.72 | 1.1 | 20.478 | 0.03 | 0.003 | 0.005 | 0.0005 | 0.005 | Poor
OCCCN5284M1 | POZO ADM | CUENCAS CENTRALES DEL NORTE | DURANGO | GÃƒÂ“MEZ PALACIO | PRINCIPAL-REGION LAGUNERA | POZO | -103.4858 | 25.5552 | 2022 | 181.6 | 767 | 295 | 515 | 0.622 | 0.117 | 0.57 | 1793 | 8.602 | 0.02 | 0.003 | 0.005 | 0.0005 | 0.005 | Poor
OCCCN5285M1 | POZO 529 GATHO | CUENCAS CENTRALES DEL NORTE | COAHUILA DE ZARAGOZA | FRANCISCO I. MADERO | PRINCIPAL-REGION LAGUNERA | POZO | -103.2472 | 25.7626 | 2022 | 57.9 | 1645 | 430 | 1177 | 0.079 | 0.014 | 0.51 | 1.1 | 0.53 | 0.041 | 0.003 | 0.005 | 0.0005 | 0.005 | Poor
OCCCN5288M1 | POZO EL CARIÃƒÂ‘O | CUENCAS CENTRALES DEL NORTE | COAHUILA DE ZARAGOZA | MATAMOROS | PRINCIPAL-REGION LAGUNERA | POZO | -103.1951 | 25.5424 | 2022 | 107.6 | 637 | 95.6 | 374 | 0.322 | 0.003 | 0.82 | 1.1 | 0.13 | 0.038 | 0.003 | 0.005 | 0.0005 | 0.005 | Poor
OCCCN5289M1 | POZO GILITA 2 | CUENCAS CENTRALES DEL NORTE | COAHUILA DE ZARAGOZA | VIESCA | PRINCIPAL-REGION LAGUNERA | POZO | -103.1743 | 25.3837 | 2022 | 155.3 | 1466 | 696.2 | 1121.3 | 0.03 | 0.002 | 1.93 | 41 | 2.319 | 0.06 | 0.003 | 0.005 | 0.0005 | 0.005 | Poor
OCCCN5291M1 | POZO 1522 URQUIZO | CUENCAS CENTRALES DEL NORTE | COAHUILA DE ZARAGOZA | SAN PEDRO | PRINCIPAL-REGION LAGUNERA | POZO | -103.1527 | 25.7661 | 2022 | 168.7 | 2493 | 1262.6 | 2356 | 0.086 | 0.391 | 0.46 | 3255 | 4.987 | 0.134 | 0.003 | 0.005 | 0.0005 | 0.005 | Poor
OCCCN5293M1 | POZO SAN PABLO | CUENCAS CENTRALES DEL NORTE | COAHUILA DE ZARAGOZA | SAN PEDRO | PRINCIPAL-REGION LAGUNERA | POZO | -103.0774 | 25.7298 | 2022 | 110.7 | 3953 | 1937.1 | 4123.5 | 0.025 | 0.422 | 0.61 | 1.1 | 4.071 | 0.198 | 0.003 | 0.005 | 0.0005 | 0.005 | Poor
OCCCN5295M1 | POZO SAN ISIDRO | CUENCAS CENTRALES DEL NORTE | COAHUILA DE ZARAGOZA | TORREÃƒÂ“N | PRINCIPAL-REGION LAGUNERA | POZO | -103.4376 | 25.5646 | 2022 | 140.8 | 924 | 377.6 | 706.6 | 0.025 | 0.0015 | 0.51 | 1.1 | 4.456 | 0.03 | 0.003 | 0.005 | 0.0005 | 0.005 | Poor
OCCCN5715 | POZO 22 DE FEBRERO | CUENCAS CENTRALES DEL NORTE | DURANGO | MAPIMI | PRINCIPAL-REGION LAGUNERA | POZO | -103.6324 | 25.8348 | 2022 | 127.7 | 1377 | 228 | 994.4 | 0.441 | 0.007 | 0.33 | 1.1 | 8.932 | 0.01 | 0.003 | 0.005 | 0.0005 | 0.005 | Regular
OCCCN5716 | POZO MARTHA | CUENCAS CENTRALES DEL NORTE | DURANGO | MAPIMI | PRINCIPAL-REGION LAGUNERA | POZO | -103.6202 | 25.7877 | 2022 | 128.8 | 1571 | 772 | 1394.2 | 0.065 | 0.003 | 1.85 | 1.1 | 15.925 | 0.037 | 0.003 | 0.005 | 0.0005 | 0.005 | Poor
OCCCN5717 | POZO POANAS | CUENCAS CENTRALES DEL NORTE | DURANGO | GOMEZ PALACIO | PRINCIPAL-REGION LAGUNERA | POZO | -103.6147 | 25.7903 | 2022 | 163.8 | 1722 | 920 | 1602.2 | 0.037 | 0.0015 | 2.22 | 1.1 | 4.849 | 0.041 | 0.003 | 0.005 | 0.0005 | 0.005 | Poor
OCCCN5720 | POZO AMAPOLAS | CUENCAS CENTRALES DEL NORTE | DURANGO | TLAHUALILO | PRINCIPAL-REGION LAGUNERA | POZO | -103.544 | 25.9576 | 2022 | 103.5 | 4413 | 1290.1 | 3866.5 | 0.261 | 0.403 | 0.77 | 305 | 1.952 | 0.085 | 0.003 | 0.005 | 0.0005 | 0.005 | Poor
OCCCN5722 | POZO SAN SEBASTIAN | CUENCAS CENTRALES DEL NORTE | DURANGO | TLAHUALILO | PRINCIPAL-REGION LAGUNERA | POZO | -103.6112 | 25.9241 | 2022 | 128.9 | 3193 | 1651.9 | 2977.5 | 0.025 | 0.0015 | 0.85 | 1.1 | 15.825 | 0.13 | 0.003 | 0.005 | 0.0005 | 0.005 | Poor
OCCCN5724 | POZO ROMA TEXAS | CUENCAS CENTRALES DEL NORTE | DURANGO | MAPIMI | PRINCIPAL-REGION LAGUNERA | POZO | -103.7257 | 25.8663 | 2022 | 196.9 | 999 | 324.1 | 690.6 | 0.119 | 0.0015 | 0.43 | 1.1 | 14.12 | 0.01 | 0.003 | 0.005 | 0.0005 | 0.005 | Poor
OCCCN5744 | POZO ALMACEN | CUENCAS CENTRALES DEL NORTE | COAHUILA DE ZARAGOZA | FRANCISCO I. MADERO | PRINCIPAL-REGION LAGUNERA | POZO | -103.2828 | 25.7632 | 2022 | 150.2 | 606 | 155.8 | 402 | 0.025 | 0.026 | 0.56 | 1.1 | 2.721 | 0.042 | 0.003 | 0.005 | 0.0005 | 0.005 | Poor
OCCCN5745 | POZO BATOPILAS | CUENCAS CENTRALES DEL NORTE | COAHUILA DE ZARAGOZA | FRANCISCO I. MADERO | PRINCIPAL-REGION LAGUNERA | POZO | -103.308 | 25.9209 | 2022 | 91.3 | 1984 | 396.8 | 1377.3 | 0.027 | 0.164 | 0.79 | 1.1 | 12.482 | 0.032 | 0.003 | 0.005 | 0.0005 | 0.005 | Poor
OCCCN5746 | POZO JABONCILLO | CUENCAS CENTRALES DEL NORTE | COAHUILA DE ZARAGOZA | FRANCISCO I. MADERO | PRINCIPAL-REGION LAGUNERA | POZO | -103.2606 | 25.7617 | 2022 | 93.4 | 675 | 121.5 | 422 | 0.059 | 0.014 | 1 | 1.1 | 0.516 | 0.105 | 0.003 | 0.005 | 0.0005 | 0.005 | Poor
OCCCN5747 | POZO LAS ISABELES | CUENCAS CENTRALES DEL NORTE | COAHUILA DE ZARAGOZA | FRANCISCO I. MADERO | PRINCIPAL-REGION LAGUNERA | POZO | -103.2478 | 25.7544 | 2022 | 61.9 | 1379 | 386.4 | 981.7 | 1.98 | 0.061 | 0.89 | 1.1 | 0.079 | 0.067 | 0.003 | 0.005 | 0.0005 | 0.005 | Poor
OCCCN5748 | POZO LAS MERCEDES | CUENCAS CENTRALES DEL NORTE | COAHUILA DE ZARAGOZA | FRANCISCO I. MADERO | PRINCIPAL-REGION LAGUNERA | POZO | -103.3005 | 25.8406 | 2022 | 104.5 | 812 | 122.6 | 539 | 0.025 | 0.025 | 0.87 | 1.1 | 1.36 | 0.063 | 0.003 | 0.005 | 0.0005 | 0.005 | Poor
OCCCN5750 | POZO MARRANERAS (NUEVO) | CUENCAS CENTRALES DEL NORTE | COAHUILA DE ZARAGOZA | FRANCISCO I. MADERO | PRINCIPAL-REGION LAGUNERA | POZO | -103.2509 | 25.7619 | 2022 | 90.3 | 484 | 43.6 | 309.6 | 0.025 | 0.0015 | 0.78 | 1.1 | 0.199 | 0.078 | 0.003 | 0.005 | 0.0005 | 0.005 | Poor
OCCCN5751 | POZO SAN ESTEBAN DE EGIPTO | CUENCAS CENTRALES DEL NORTE | COAHUILA DE ZARAGOZA | FRANCISCO I. MADERO | PRINCIPAL-REGION LAGUNERA | POZO | -103.3319 | 25.7353 | 2022 | 117.7 | 421 | 95.6 | 263 | 0.025 | 0.007 | 0.43 | 1.1 | 1.718 | 0.049 | 0.003 | 0.005 | 0.0005 | 0.005 | Poor
OCCCN5752 | POZO SANTO NIÃƒÂ‘O (FCO. I. MADERO) | CUENCAS CENTRALES DEL NORTE | COAHUILA DE ZARAGOZA | FRANCISCO I. MADERO | PRINCIPAL-REGION LAGUNERA | POZO | -103.2436 | 25.7602 | 2022 | 56.9 | 1990 | 625.4 | 1591.3 | 0.025 | 0.023 | 0.39 | 1.1 | 0.873 | 0.021 | 0.003 | 0.005 | 0.0005 | 0.005 | Regular
OCCCN5753 | POZO VIRGINIAS | CUENCAS CENTRALES DEL NORTE | COAHUILA DE ZARAGOZA | FRANCISCO I. MADERO | PRINCIPAL-REGION LAGUNERA | POZO | -103.2743 | 25.8078 | 2022 | 92.4 | 921 | 135 | 594.8 | 0.025 | 0.03 | 0.64 | 10 | 2.566 | 0.074 | 0.003 | 0.005 | 0.0005 | 0.005 | Poor
OCCCN5754 | POZO 3 MATAMOROS | CUENCAS CENTRALES DEL NORTE | COAHUILA DE ZARAGOZA | MATAMOROS | PRINCIPAL-REGION LAGUNERA | POZO | -103.227 | 25.5336 | 2022 | 102.5 | 427 | 39.5 | 257.6 | 0.025 | 0.005 | 1.25 | 1.1 | 0.243 | 0.106 | 0.003 | 0.005 | 0.0005 | 0.005 | Poor
OCCCN5755 | POZO 4 MATAMOROS | CUENCAS CENTRALES DEL NORTE | COAHUILA DE ZARAGOZA | MATAMOROS | PRINCIPAL-REGION LAGUNERA | POZO | -103.2291 | 25.5205 | 2022 | 105.6 | 328 | 10 | 187 | 0.025 | 0.003 | 0.94 | 1.1 | 0.045 | 0.092 | 0.003 | 0.005 | 0.0005 | 0.005 | Poor
OCCCN5756 | POZO EL FENIX | CUENCAS CENTRALES DEL NORTE | COAHUILA DE ZARAGOZA | MATAMOROS | PRINCIPAL-REGION LAGUNERA | POZO | -103.3042 | 25.7012 | 2022 | 228.4 | 1860 | 814.3 | 1508.3 | 0.025 | 0.0015 | 0.2 | 1.1 | 7.83 | 0.01 | 0.003 | 0.005 | 0.0005 | 0.005 | Regular
OCCCN5757 | POZO GRANADA | CUENCAS CENTRALES DEL NORTE | COAHUILA DE ZARAGOZA | MATAMOROS | PRINCIPAL-REGION LAGUNERA | POZO | -103.267 | 25.6439 | 2022 | 73.1 | 773 | 120.5 | 457.8 | 0.025 | 0.008 | 0.74 | 1.1 | 0.376 | 0.051 | 0.003 | 0.005 | 0.0005 | 0.005 | Poor
OCCCN5758 | POZO HORMIGUERO | CUENCAS CENTRALES DEL NORTE | COAHUILA DE ZARAGOZA | MATAMOROS | PRINCIPAL-REGION LAGUNERA | POZO | -103.3404 | 25.6872 | 2022 | 112.7 | 840 | 317.8 | 621.2 | 0.025 | 0.0015 | 0.31 | 1.1 | 2.368 | 0.027 | 0.003 | 0.005 | 0.0005 | 0.005 | Poor
OCCCN5759 | POZO LA ESPERANZA. | CUENCAS CENTRALES DEL NORTE | COAHUILA DE ZARAGOZA | MATAMOROS | PRINCIPAL-REGION LAGUNERA | POZO | -103.2827 | 25.5626 | 2022 | 99.5 | 349 | 43.6 | 207.4 | 0.031 | 0.003 | 0.6 | 1.1 | 0.606 | 0.044 | 0.003 | 0.005 | 0.0005 | 0.005 | Poor
OCCCN5760 | POZO TANQUE MATAMOROS | CUENCAS CENTRALES DEL NORTE | COAHUILA DE ZARAGOZA | MATAMOROS | PRINCIPAL-REGION LAGUNERA | POZO | -103.2504 | 25.5351 | 2022 | 102.5 | 316 | 24.9 | 190.4 | 0.025 | 0.004 | 0.81 | 1.1 | 0.063 | 0.09 | 0.003 | 0.005 | 0.0005 | 0.005 | Poor
OCCCN5762 | POZO 4 NUEVA UNION | CUENCAS CENTRALES DEL NORTE | COAHUILA DE ZARAGOZA | TORREON | PRINCIPAL-REGION LAGUNERA | POZO | -103.3675 | 25.4303 | 2022 | 190.4 | 1501 | 448.4 | 978.3 | 0.025 | 0.0015 | 0.81 | 1.1 | 13.137 | 0.03 | 0.003 | 0.005 | 0.0005 | 0.005 | Poor
OCCCN5766 | POZO 5 DE MAYO (VIESCA) | CUENCAS CENTRALES DEL NORTE | COAHUILA DE ZARAGOZA | VIESCA | PRINCIPAL-REGION LAGUNERA | POZO | -102.5381 | 25.0527 | 2022 | 92.1 | 6610 | 1504.4 | 5735.5 | 0.878 | 0.032 | 0.31 | 74 | 153.114 | 0.092 | 0.003 | 0.005 | 0.0005 | 0.005 | Poor
OCLSP3970 | POZO RADIAL SEAPAL | LERMA SANTIAGO PACÃƒÂFICO | JALISCO | PUERTO VALLARTA | PUERTO VALLARTA | POZO | -105.2423 | 20.719 | 2022 | 140.1 | 390 | 155.4 | 231.6 | 1.959 | 0.634 | 0.35 | 63 | 0.211 | 0.01 | 0.003 | 0.005 | 0.0005 | 0.005 | Regular
OCLSP3983 | POZO SEAPAL 9 | LERMA SANTIAGO PACÃƒÂFICO | JALISCO | PUERTO VALLARTA | PUERTO VALLARTA | POZO | -105.2121 | 20.6428 | 2022 | 73.1 | 230 | 70.8 | 150.4 | 0.025 | 0.0015 | 0.55 | 1.1 | 0.776 | 0.01 | 0.003 | 0.005 | 0.0005 | 0.005 | Good
OCFSU3131 | MACAYO 3RA. SECCION | FRONTERA SUR | CHIAPAS | REFORMA | REFORMA | POZO | -93.2914 | 17.9474 | 2022 | 433.2 | 889 | 433.7 | 531.8 | 0.025 | 0.734 | 0.2 | 10 | 0.231 | 0.01 | 0.003 | 0.005 | 0.0005 | 0.005 | Regular
OCFSU3138 | SANTA TERESA 2A. SECCION | FRONTERA SUR | CHIAPAS | JUÃƒÂREZ | REFORMA | POZO | -93.1678 | 17.7366 | 2022 | 103.9 | 218 | 66.3 | 152.6 | 1.621 | 0.164 | 0.2 | 1.1 | 0.02 | 0.01 | 0.003 | 0.005 | 0.0005 | 0.005 | Regular
OCFSU3139 | EST. JUAREZ | FRONTERA SUR | CHIAPAS | JUÃƒÂREZ | REFORMA | POZO | -93.1979 | 17.6012 | 2022 | 92.8 | 197 | 68.3 | 141.6 | 0.025 | 0.003 | 0.2 | 1.1 | 0.266 | 0.01 | 0.003 | 0.005 | 0.0005 | 0.005 | Good
GCAEH00045 | POZO 2 | RÃƒÂO BRAVO | COAHUILA DE ZARAGOZA | SABINAS | REGION CARBONIFERA | POZO | -101.1657 | 27.8794 | 2022 | 279.9 | 3208 | 1132 | 2674.5 | 57.17 | 0.5249 | 0.49725 | 173 | 0.0497 | 0.01 | 0.003 | 0.005 | 0.0005 | 0.005 | Regular
GCAEH00046 | POZO 3 | RÃƒÂO BRAVO | COAHUILA DE ZARAGOZA | SABINAS | REGION CARBONIFERA | POZO | -101.1647 | 27.8794 | 2022 | 312.5 | 3296 | 1120 | 2583 | 66.11 | 0.8138 | 0.56045 | 161 | 0.0324 | 0.01 | 0.003 | 0.005 | 0.0005 | 0.005 | Regular
GCAEH00050 | POZO BARRENO 1 | RÃƒÂO BRAVO | COAHUILA DE ZARAGOZA | SABINAS | REGION CARBONIFERA | POZO | -101.1644 | 27.877 | 2022 | 316.8 | 3413 | 1232 | 2600 | 64.79 | 0.6498 | 0.55064 | 203 | 0.0646 | 0.01 | 0.003 | 0.005 | 0.0005 | 0.005 | Regular
GCAEH00051 | POZO 4 | RÃƒÂO BRAVO | COAHUILA DE ZARAGOZA | SABINAS | REGION CARBONIFERA | POZO | -101.1644 | 27.877 | 2022 | 244.1 | 3344 | 1312 | 2556 | 71.84 | 0.7249 | 0.46997 | 2046 | 0.02 | 0.01 | 0.003 | 0.005 | 0.0005 | 0.005 | Poor
GCAEH00052 | BARRENO 6 | RÃƒÂO BRAVO | COAHUILA DE ZARAGOZA | SABINAS | REGION CARBONIFERA | POZO | -101.1637 | 27.8798 | 2022 | 281 | 3259 | 1172 | 2559 | 84.36 | 1.248 | 0.53568 | 262 | 0.416 | 0.01 | 0.003 | 0.005 | 0.0005 | 0.005 | Regular
GCAEH00053 | MINA 6 | RÃƒÂO BRAVO | COAHUILA DE ZARAGOZA | SABINAS | REGION CARBONIFERA | POZO | -101.164 | 27.8886 | 2022 | 324.4 | 2824 | 1132 | 2110 | 65.76 | 1.365 | 0.54253 | 160 | 0.2506 | 0.01 | 0.003 | 0.005 | 0.0005 | 0.005 | Regular
DLDUR836 | POZO EJ. REVOLUCION | CUENCAS CENTRALES DEL NORTE | DURANGO | HIDALGO | REVOLUCION | POZO | -105.1 | 26.2027 | 2022 | 192.8 | 368 | 164.1 | 257 | 0.04 | 0.0015 | 0.39 | 1.1 | 0.55 | 0.017 | 0.003 | 0.005 | 0.0005 | 0.005 | Good
OCNOR4025 | POZO ARIZPE | NOROESTE | SONORA | ARIZPE | RIO BACANUCHI | POZO | -110.1609 | 30.3412 | 2022 | 212.4 | 851 | 386 | 624 | 0.074 | 0.0015 | 0.28 | 1.1 | 1.705 | 0.01 | 0.003 | 0.005 | 0.0005 | 0.005 | Good
OCNOR4027 | POZO TAHUICHOPA | NOROESTE | SONORA | ARIZPE | RIO BACANUCHI | POZO | -110.1579 | 30.3733 | 2022 | 239.6 | 991 | 412 | 745.8 | 0.025 | 0.021 | 0.32 | 1.1 | 1.991 | 0.01 | 0.003 | 0.005 | 0.0005 | 0.005 | Good
TOMA DOMICILIARIA BACANUCHI ESCUELA | TOMA DOMICILIARIA BACANUCHI ESCUELA | NOROESTE | SONORA | ARIZPE | RIO BACANUCHI | TOMA DOMICILIARIA | -110.2358 | 30.6057 | 2022 | 249.7 | 1100 | 522 | 838.2 | 0.025 | 0.0015 | 0.22 | 1.1 | 1.602 | 0.01 | 0.003 | 0.005 | 0.0005 | 0.005 | Regular
OCPNO6204 | POZO ACUIFERO RIO BALUARTE 1 | PACÃƒÂFICO NORTE | SINALOA | ROSARIO | RIO BALUARTE | POZO | -105.8432 | 23.0663 | 2022 | 60.2 | 190 | 67.5 | 147.3 | 0.025 | 0.0015 | 0.3 | 3255 | 1.093 | 0.01 | 0.003 | 0.005 | 0.0005 | 0.005 | Poor
OCPNO6210 | POZO ACUIFERO RIO BALUARTE 8 | PACÃƒÂFICO NORTE | SINALOA | ROSARIO | RIO BALUARTE | POZO | -105.9861 | 23.0928 | 2022 | 377.4 | 955 | 400.9 | 550 | 0.026 | 0.0015 | 0.67 | 17329 | 5.445 | 0.01 | 0.003 | 0.005 | 0.0005 | 0.005 | Poor
OCPNO6216 | POZO ACUIFERO RIO BALUARTE 19 | PACÃƒÂFICO NORTE | SINALOA | ROSARIO | RIO BALUARTE | POZO | -105.8891 | 22.925 | 2022 | 137.7 | 510 | 184.9 | 341.3 | 0.025 | 0.0015 | 0.2 | 285 | 4.696 | 0.01 | 0.003 | 0.005 | 0.0005 | 0.005 | Good
OCPNO4447 | POZO CNA 7 | PACÃƒÂFICO NORTE | SINALOA | CULIACÃƒÂN | RIO CULIACAN | POZO | -107.4265 | 24.7992 | 2022 | 274.6 | 910 | 310 | 554 | 0.025 | 0.003 | 0.25 | 1.1 | 4.438 | 0.01 | 0.003 | 0.005 | 0.0005 | 0.005 | Good
OCPNO4454 | LOMA DE RODRIGUERA | PACÃƒÂFICO NORTE | SINALOA | CULIACÃƒÂN | RIO CULIACAN | POZO | -107.4005 | 24.8717 | 2022 | 136.7 | 427 | 160.6 | 244.8 | 0.033 | 0.003 | 0.32 | 1.1 | 0.923 | 0.01 | 0.003 | 0.005 | 0.0005 | 0.005 | Good
OCPNO4460M1 | POZO CNA 197 COFRADIA NAVOLATO | PACÃƒÂFICO NORTE | SINALOA | NAVOLATO | RIO CULIACAN | POZO | -107.6446 | 24.766 | 2022 | 339.2 | 791 | 280 | 482.2 | 0.025 | 3.253 | 0.21 | 1.1 | 4.371 | 0.023 | 0.003 | 0.005 | 0.0005 | 0.005 | Regular
OCPNO4461 | POZO CNA RC-5 | PACÃƒÂFICO NORTE | SINALOA | NAVOLATO | RIO CULIACAN | POZO | -107.5966 | 24.7662 | 2022 | 277.4 | 775 | 256 | 464.4 | 0.025 | 1.405 | 0.29 | 1.1 | 3.324 | 0.013 | 0.003 | 0.005 | 0.0005 | 0.005 | Regular
OCPNO4462 | POZO CNA 135 | PACÃƒÂFICO NORTE | SINALOA | NAVOLATO | RIO CULIACAN | POZO | -107.7118 | 24.7609 | 2022 | 201.1 | 576 | 216 | 383.2 | 0.025 | 0.046 | 0.2 | 1.1 | 0.035 | 0.01 | 0.003 | 0.005 | 0.0005 | 0.005 | Good
OCPNO4465 | LAS TRANCAS | PACÃƒÂFICO NORTE | SINALOA | NAVOLATO | RIO CULIACAN | POZO | -107.7243 | 24.7039 | 2022 | 308.3 | 1010 | 282 | 611.8 | 0.025 | 0.538 | 0.36 | 1.1 | 3.095 | 0.016 | 0.003 | 0.005 | 0.0005 | 0.005 | Regular
OCPNO6191 | POZO ACUIFERO RIO CULIACAN 21 | PACÃƒÂFICO NORTE | SINALOA | NAVOLATO | RIO CULIACAN | POZO | -107.5837 | 24.6674 | 2022 | 479.7 | 1484 | 231.6 | 956 | 0.025 | 0.022 | 1.21 | 98 | 12.732 | 0.041 | 0.003 | 0.005 | 0.0005 | 0.005 | Poor
OCPNO4595 | EL LIMONCITO | PACÃƒÂFICO NORTE | SINALOA | ELOTA | RIO ELOTA | POZO | -106.7766 | 23.93 | 2022 | 229.6 | 624 | 262 | 344 | 0.025 | 0.009 | 0.22 | 1.1 | 2.09 | 0.01 | 0.003 | 0.005 | 0.0005 | 0.005 | Good
OCPNO4596 | EL ROBLE | PACÃƒÂFICO NORTE | SINALOA | ELOTA | RIO ELOTA | POZO | -106.8174 | 23.9211 | 2022 | 215.3 | 559 | 233.6 | 336 | 0.025 | 0.0015 | 0.2 | 1.1 | 3.105 | 0.01 | 0.003 | 0.005 | 0.0005 | 0.005 | Good
OCPNO4599 | EJIDO LA CRUZ | PACÃƒÂFICO NORTE | SINALOA | ELOTA | RIO ELOTA | POZO | -106.9246 | 23.8995 | 2022 | 239.8 | 771 | 274.2 | 412 | 0.025 | 0.003 | 0.38 | 63 | 4.3 | 0.01 | 0.003 | 0.005 | 0.0005 | 0.005 | Good
OCPNO4531 | POZO CNA-350 BOCA DE ARROYO | PACÃƒÂFICO NORTE | SINALOA | EL FUERTE | RIO FUERTE | POZO | -108.7454 | 26.3226 | 2022 | 224.6 | 602 | 220.9 | 375.8 | 0.025 | 0.0015 | 0.48 | 2359 | 5.854 | 0.01 | 0.003 | 0.005 | 0.0005 | 0.005 | Poor
OCPNO4551M1 | POZO 12 LAS QUINTAS | PACÃƒÂFICO NORTE | SINALOA | AHOME | RIO FUERTE | POZO | -109.2019 | 25.9171 | 2022 | 260.4 | 814 | 241.4 | 485 | 0.123 | 0.181 | 0.24 | 185 | 0.02 | 0.037 | 0.003 | 0.005 | 0.0005 | 0.005 | Poor
OCPNO4492 | BOCA DE ARROYO (CNA-402) | PACÃƒÂFICO NORTE | SINALOA | MOCORITO | RIO MOCORITO | POZO | -107.9716 | 25.4652 | 2022 | 499.5 | 1980 | 742 | 1708.7 | 0.025 | 1.048 | 0.36 | 1.1 | 18.163 | 0.01 | 0.003 | 0.005 | 0.0005 | 0.005 | Poor
OCPNO4498 | POZO CNA-159 | PACÃƒÂFICO NORTE | SINALOA | SALVADOR ALVARADO | RIO MOCORITO | POZO | -108.1317 | 25.4372 | 2022 | 450.8 | 1309 | 310 | 773 | 0.025 | 0.009 | 0.53 | 1.1 | 9.055 | 0.01 | 0.003 | 0.005 | 0.0005 | 0.005 | Regular
OCPNO4499 | POZO CNA 188 | PACÃƒÂFICO NORTE | SINALOA | ANGOSTURA | RIO MOCORITO | POZO | -108.1958 | 25.2936 | 2022 | 404.4 | 1218 | 338 | 772.4 | 0.043 | 0.301 | 0.44 | 1935 | 15.752 | 0.01 | 0.003 | 0.005 | 0.0005 | 0.005 | Poor
OCPNO4500 | POZO CNA 1 | PACÃƒÂFICO NORTE | SINALOA | ANGOSTURA | RIO MOCORITO | POZO | -108.1502 | 25.3688 | 2022 | 344.8 | 898 | 334 | 551.4 | 0.025 | 0.0015 | 0.39 | 1.1 | 8.884 | 0.01 | 0.003 | 0.005 | 0.0005 | 0.005 | Good
OCPNO5400 | POZO CNA-264 (ALHUEY) | PACÃƒÂFICO NORTE | SINALOA | ANGOSTURA | RIO MOCORITO | POZO | -108.1349 | 25.3783 | 2022 | 294 | 1093 | 309.2 | 635 | 0.2 | 0.153 | 0.32 | 1.1 | 1.375 | 0.01 | 0.003 | 0.005 | 0.0005 | 0.005 | Regular
OCPNO5401 | POZO CNA-268 (AGUSTINA RAMIREZ) | PACÃƒÂFICO NORTE | SINALOA | ANGOSTURA | RIO MOCORITO | POZO | -108.1585 | 25.3194 | 2022 | 268 | 1983 | 704.8 | 1252.3 | 0.025 | 0.0015 | 0.21 | 1.1 | 6.996 | 0.01 | 0.003 | 0.005 | 0.0005 | 0.005 | Regular
OCPNO4606 | EJIDO DIMAS | PACÃƒÂFICO NORTE | SINALOA | SAN IGNACIO | RIO PIAXTLA | POZO | -106.7689 | 23.7332 | 2022 | 137 | 493 | 189 | 291 | 0.311 | 0.541 | 0.31 | 10 | 0.15 | 0.01 | 0.003 | 0.005 | 0.0005 | 0.005 | Regular
OCPNO4612 | SAN IGNACIO | PACÃƒÂFICO NORTE | SINALOA | SAN IGNACIO | RIO PIAXTLA | POZO | -106.4175 | 23.9408 | 2022 | 124.2 | 345 | 121.9 | 199.2 | 0.084 | 0.004 | 0.43 | 363 | 2.233 | 0.01 | 0.003 | 0.005 | 0.0005 | 0.005 | Good
OCPNO4618 | POZO CNA 82 | PACÃƒÂFICO NORTE | SINALOA | MAZATLÃƒÂN | RIO PRESIDIO | POZO | -106.238 | 23.3288 | 2022 | 70.4 | 198 | 72.7 | 126.3 | 0.025 | 0.0015 | 0.2 | 1.1 | 0.848 | 0.01 | 0.003 | 0.005 | 0.0005 | 0.005 | Good
OCPNO4619 | WALAMO (CNA-013) | PACÃƒÂFICO NORTE | SINALOA | MAZATLÃƒÂN | RIO PRESIDIO | POZO | -106.2405 | 23.1443 | 2022 | 115.9 | 581 | 241.9 | 379.6 | 0.518 | 0.352 | 0.2 | 10 | 0.974 | 0.01 | 0.003 | 0.005 | 0.0005 | 0.005 | Regular
OCPNO4621 | POZO VILLA UNIÃƒÂ“N | PACÃƒÂFICO NORTE | SINALOA | MAZATLÃƒÂN | RIO PRESIDIO | POZO | -106.2206 | 23.1981 | 2022 | 229.5 | 569 | 180.7 | 370.7 | 0.168 | 0.854 | 0.54 | 1.1 | 0.046 | 0.01 | 0.003 | 0.005 | 0.0005 | 0.005 | Regular
OCPNO4572 | EL DORADO, LA CRUZ DE NAVITO | PACÃƒÂFICO NORTE | SINALOA | CULIACÃƒÂN | RIO SAN LORENZO | POZO | -107.3276 | 24.3476 | 2022 | 207.7 | 657 | 261 | 413 | 0.12 | 0.451 | 0.32 | 1.1 | 5.243 | 0.01 | 0.003 | 0.005 | 0.0005 | 0.005 | Regular
OCPNO4575 | QUILA | PACÃƒÂFICO NORTE | SINALOA | CULIACÃƒÂN | RIO SAN LORENZO | POZO | -107.2188 | 24.4151 | 2022 | 263 | 547 | 259 | 454.8 | 0.025 | 0.0015 | 0.72 | 1.1 | 11.351 | 0.016 | 0.003 | 0.005 | 0.0005 | 0.005 | Poor
OCNOR4153 | POZO SAN MIGUEL DE HORCASITAS | NOROESTE | SONORA | SAN MIGUEL DE HORCASITAS | RIO SAN MIGUEL | POZO | -110.7281 | 29.4886 | 2022 | 246.3 | 722 | 281.2 | 461.8 | 0.025 | 0.0015 | 0.47 | 1.1 | 2.763 | 0.02 | 0.003 | 0.005 | 0.0005 | 0.005 | Good
OCNOR6275 | ORG. OPER. CANANEA | NOROESTE | SONORA | CANANEA | RIO SAN PEDRO | POZO | -110.1119 | 31.085 | 2022 | 126 | 270 | 92.4 | 174.8 | 0.046 | 0.0015 | 0.41 | 31 | 0.784 | 0.01 | 0.003 | 0.006 | 0.0005 | 0.005 | Good
OCPNO4509 | POZO #1 BASE 10 | PACÃƒÂFICO NORTE | SINALOA | GUASAVE | RIO SINALOA | POZO | -108.4583 | 25.5679 | 2022 | 267.4 | 1130 | 452 | 780.7 | 0.062 | 2.066 | 0.2 | 160 | 0.698 | 0.01 | 0.003 | 0.005 | 0.0005 | 0.005 | Regular
OCPNO4510 | POZO CNA EL VARAL | PACÃƒÂFICO NORTE | SINALOA | GUASAVE | RIO SINALOA | POZO | -108.4194 | 25.6375 | 2022 | 351.4 | 2770 | 948 | 1953 | 0.025 | 1.821 | 0.3 | 1.1 | 8.756 | 0.01 | 0.003 | 0.005 | 0.0005 | 0.005 | Regular
OCPNO4512 | LA ENTRADA | PACÃƒÂFICO NORTE | SINALOA | GUASAVE | RIO SINALOA | POZO | -108.579 | 25.5882 | 2022 | 128.2 | 2062 | 530 | 1337.6 | 0.025 | 0.0015 | 0.23 | 1.1 | 1.18 | 0.01 | 0.003 | 0.005 | 0.0005 | 0.005 | Regular
OCPNO4679 | POZO CNA 221 | PACÃƒÂFICO NORTE | SINALOA | GUASAVE | RIO SINALOA | POZO | -108.3429 | 25.7329 | 2022 | 292.9 | 1177 | 383.5 | 709.2 | 0.491 | 0.043 | 0.39 | 1.1 | 5.997 | 0.01 | 0.003 | 0.005 | 0.0005 | 0.005 | Regular
DOMICILIARIA MAZACAHUI | DOMICILIARIA MAZACAHUI | NOROESTE | SONORA | BAVIACORA | RIO SONORA | POZO | -110.119 | 29.5404 | 2022 | 374.5 | 2469 | 959.7 | 1924.3 | 0.025 | 0.0015 | 0.68 | 1.1 | 37.906 | 0.01 | 0.003 | 0.005 | 0.0005 | 0.005 | Poor
MET-001 | BACANUCHI POZO | NOROESTE | SONORA | ARIZPE | RIO SONORA | POZO | -110.2269 | 30.6037 | 2022 | 250.9 | 1068 | 514 | 839.2 | 0.025 | 0.0015 | 0.22 | 1.1 | 1.738 | 0.01 | 0.003 | 0.005 | 0.0005 | 0.005 | Regular
MET-012 | BAMORI POZO NUEVO | NOROESTE | SONORA | ARIZPE | RIO SONORA | POZO | -110.1867 | 30.2963 | 2022 | 207.9 | 879 | 210 | 439.2 | 0.025 | 0.0015 | 0.5 | 1.1 | 2.83 | 0.01 | 0.003 | 0.005 | 0.0005 | 0.005 | Good
MET-051 | EL MOLINITO POZO | NOROESTE | SONORA | ACONCHI | RIO SONORA | POZO | -110.2119 | 29.7946 | 2022 | 342.6 | 1141 | 334 | 712.7 | 0.025 | 0.0015 | 0.82 | 1.1 | 2.059 | 0.014 | 0.003 | 0.005 | 0.0005 | 0.005 | Good
OCNOR4018 | POZO SAUZ DE URES | NOROESTE | SONORA | URES | RIO SONORA | POZO | -110.438 | 29.4014 | 2022 | 362.4 | 1481 | 576.3 | 1119.4 | 0.042 | 0.0015 | 0.54 | 10 | 7.761 | 0.01 | 0.003 | 0.005 | 0.0005 | 0.005 | Regular
OCNOR6239 | ACONCHI | NOROESTE | SONORA | ACONCHI | RIO SONORA | POZO | -110.2318 | 29.8272 | 2022 | 308.3 | 1144 | 384 | 821 | 0.025 | 0.0015 | 0.48 | 20 | 5.166 | 0.01 | 0.003 | 0.005 | 0.0005 | 0.005 | Good
OCNOR6242 | BAVIACORA POZO 1 | NOROESTE | SONORA | BAVIACORA | RIO SONORA | POZO | -110.167 | 29.7144 | 2022 | 325.8 | 1411 | 601.8 | 1068 | 0.025 | 0.0015 | 0.42 | 41 | 7.431 | 0.01 | 0.003 | 0.005 | 0.0005 | 0.005 | Regular
OCNOR6244 | HUEPAC | NOROESTE | SONORA | HUEPAC | RIO SONORA | POZO | -110.2184 | 29.9118 | 2022 | 293.9 | 958 | 354 | 673.4 | 0.025 | 0.0015 | 0.51 | 31 | 3.917 | 0.01 | 0.003 | 0.005 | 0.0005 | 0.005 | Good
OCNOR6248 | SAN FELIPE DE JESUS | NOROESTE | SONORA | SAN FELIPE | RIO SONORA | POZO | -110.2498 | 29.855 | 2022 | 65 | 189 | 70.8 | 129.4 | 0.036 | 0.002 | 0.47 | 1.1 | 1.391 | 0.01 | 0.003 | 0.005 | 0.0005 | 0.005 | Good
OCNOR6251 | URES | NOROESTE | SONORA | URES | RIO SONORA | POZO | -110.3912 | 29.4311 | 2022 | 239.8 | 1012 | 397.6 | 728 | 1.258 | 0.008 | 0.46 | 31 | 7.285 | 0.01 | 0.003 | 0.005 | 0.0005 | 0.005 | Regular
TOMA DOMICILIARIA ACONCHI | TOMA DOMICILIARIA ACONCHI | NOROESTE | SONORA | ACONCHI | RIO SONORA | TOMA DOMICILIARIA | -110.227 | 29.8215 | 2022 | 306.1 | 1140 | 404 | 816.4 | 0.025 | 0.0015 | 0.47 | 1.1 | 5.164 | 0.01 | 0.003 | 0.005 | 0.0005 | 0.005 | Good
TOMA DOMICILIARIA BANAMICHI | TOMA DOMICILIARIA BANAMICHI | NOROESTE | SONORA | BANAMICHI | RIO SONORA | TOMA DOMICILIARIA | -110.2176 | 30.0071 | 2022 | 232.1 | 704 | 90 | 464.4 | 0.025 | 0.0015 | 0.53 | 1.1 | 1.586 | 0.01 | 0.003 | 0.005 | 0.0005 | 0.005 | Good
TOMA DOMICILIARIA HUEPAC | TOMA DOMICILIARIA HUEPAC | NOROESTE | SONORA | HUEPAC | RIO SONORA | TOMA DOMICILIARIA | -110.214 | 29.9111 | 2022 | 295 | 962 | 320 | 669 | 0.025 | 0.0015 | 0.55 | 10 | 3.665 | 0.01 | 0.003 | 0.005 | 0.0005 | 0.005 | Good
TOMA DOMICILIARIA LA CAPILLA | TOMA DOMICILIARIA LA CAPILLA | NOROESTE | SONORA | BAVIACORA | RIO SONORA | TOMA DOMICILIARIA | -110.1425 | 29.6718 | 2022 | 349.2 | 1294 | 526.1 | 926 | 0.025 | 0.0015 | 0.68 | 1.1 | 4.383 | 0.01 | 0.003 | 0.005 | 0.0005 | 0.005 | Regular
TOMA DOMICILIARIA LA ESTANCIA | DOMICILIARIA LA ESTANCIA | NOROESTE | SONORA | ACONCHI | RIO SONORA | TOMA DOMICILIARIA | -110.2155 | 29.797 | 2022 | 284 | 1084 | 356 | 763.8 | 0.025 | 0.0015 | 0.48 | 148 | 5.717 | 0.01 | 0.003 | 0.005 | 0.0005 | 0.005 | Good
TOMA DOMICILIARIA LA LABOR | TOMA DOMICILIARIA LA LABOR | NOROESTE | SONORA | BAVIACORA | RIO SONORA | TOMA DOMICILIARIA | -110.1292 | 29.6203 | 2022 | 311.6 | 1182 | 451.8 | 969 | 0.057 | 1.276 | 0.91 | 41 | 4.164 | 0.01 | 0.003 | 0.008 | 0.0005 | 0.005 | Regular
TOMA DOMICILIARIA SAN JOSE | TOMA DOMICILIARIA SAN JOSE | NOROESTE | SONORA | BAVIACORA | RIO SONORA | TOMA DOMICILIARIA | -110.1854 | 29.7459 | 2022 | 325.8 | 1148 | 468.1 | 810.7 | 0.025 | 0.0015 | 0.47 | 20 | 4.95 | 0.01 | 0.003 | 0.005 | 0.0005 | 0.005 | Good
MET-010 | ARIZPE POZO 3 | NOROESTE | SONORA | ARIZPE | RÃƒÂO SONORA | POZO | -110.1573 | 30.3473 | 2022 | 213.6 | 835 | 380 | 618.2 | 0.234 | 0.003 | 0.32 | 1.1 | 1.12 | 0.01 | 0.003 | 0.008 | 0.0005 | 0.005 | Good
MET-013 | SINOQUIPE POZO | NOROESTE | SONORA | ARIZPE | RÃƒÂO SONORA | POZO | -110.2445 | 30.1588 | 2022 | 208.8 | 601 | 254 | 353 | 0.025 | 0.0015 | 0.32 | 41 | 2.091 | 0.01 | 0.003 | 0.005 | 0.0005 | 0.005 | Good
MET-016 | BANAMICHI POZO | NOROESTE | SONORA | BANAMICHI | RÃƒÂO SONORA | POZO | -110.2196 | 30.0168 | 2022 | 226.5 | 699 | 284 | 458.2 | 0.025 | 0.0015 | 0.52 | 1.1 | 1.566 | 0.01 | 0.003 | 0.005 | 0.0005 | 0.005 | Good
MET-021 | RANCHITO DE HUEPAC POZO | NOROESTE | SONORA | HUEPAC | RÃƒÂO SONORA | POZO | -110.2189 | 29.8845 | 2022 | 307.2 | 1046 | 380 | 753.4 | 0.025 | 0.0015 | 0.44 | 20 | 4.732 | 0.01 | 0.003 | 0.005 | 0.0005 | 0.005 | Good
MET-025 | LA ESTANCIA POZO | NOROESTE | SONORA | ACONCHI | RÃƒÂO SONORA | POZO | -110.2155 | 29.797 | 2022 | 279.6 | 1080 | 380 | 764.4 | 0.025 | 0.0015 | 0.47 | 1.1 | 6.256 | 0.01 | 0.003 | 0.005 | 0.0005 | 0.005 | Good
MET-027 | SAN JOSÃƒÂ‰ DE BAVIACORA POZO | NOROESTE | SONORA | BAVIACORA | RÃƒÂO SONORA | POZO | -110.187 | 29.7465 | 2022 | 329.9 | 1150 | 468.1 | 807.7 | 0.025 | 0.0015 | 0.45 | 1.1 | 5.054 | 0.013 | 0.003 | 0.005 | 0.0005 | 0.005 | Good
MET-031 | PUERTA DEL SOL POZO | NOROESTE | SONORA | URES | RÃƒÂO SONORA | POZO | -110.2781 | 29.463 | 2022 | 176.9 | 569 | 192.8 | 374.8 | 0.037 | 0.0015 | 0.64 | 146 | 1.265 | 0.01 | 0.003 | 0.005 | 0.0005 | 0.005 | Good
MET-034 | SAN PEDRO DE URES POZO | NOROESTE | SONORA | URES | RÃƒÂO SONORA | POZO | -110.37 | 29.437 | 2022 | 222.4 | 788 | 307.2 | 535.2 | 0.025 | 0.0015 | 0.51 | 1.1 | 3.586 | 0.01 | 0.003 | 0.005 | 0.0005 | 0.005 | Good
MET-037 | SANTIAGO DE URES POZO | NOROESTE | SONORA | URES | RÃƒÂO SONORA | POZO | -110.4122 | 29.4363 | 2022 | 301.6 | 1227 | 447.8 | 875.4 | 0.025 | 0.0015 | 0.63 | 1.1 | 7.838 | 0.01 | 0.003 | 0.005 | 0.0005 | 0.005 | Good
MET-046 | SAN JOSÃƒÂ‰ DE GRACIA POZO | NOROESTE | SONORA | HERMOSILLO | RÃƒÂO SONORA | POZO | -110.612 | 29.2913 | 2022 | 212.7 | 1189 | 367.5 | 884 | 0.025 | 0.0015 | 0.63 | 30 | 1.652 | 0.01 | 0.003 | 0.005 | 0.0005 | 0.005 | Good
MET-076 | LA AURORA POZO 1 | NOROESTE | SONORA | BAVIACORA | RÃƒÂO SONORA | POZO | -110.1292 | 29.5773 | 2022 | 350.2 | 1420 | 595.9 | 1040.7 | 0.025 | 0.308 | 0.75 | 20 | 5.679 | 0.014 | 0.003 | 0.005 | 0.0005 | 0.005 | Regular
MET-078 | LA LABOR POZO | NOROESTE | SONORA | BAVIACORA | RÃƒÂO SONORA | POZO | -110.1286 | 29.6165 | 2022 | 313.6 | 1317 | 515.2 | 997.7 | 0.025 | 0.036 | 0.83 | 1.1 | 5.851 | 0.01 | 0.003 | 0.005 | 0.0005 | 0.005 | Regular
MET-080 | EL MOLINOTE POZO | NOROESTE | SONORA | BAVIACORA | RÃƒÂO SONORA | POZO | -110.1347 | 29.6508 | 2022 | 156.9 | 569 | 146.6 | 346.4 | 0.025 | 0.0015 | 1.69 | 1.1 | 0.607 | 0.01 | 0.003 | 0.005 | 0.0005 | 0.005 | Poor
MET-081 | LA CAPILLA POZO | NOROESTE | SONORA | BAVIACORA | RÃƒÂO SONORA | POZO | -110.1447 | 29.6716 | 2022 | 356.9 | 1296 | 496 | 436.2 | 0.025 | 0.0015 | 0.65 | 1.1 | 4.588 | 0.01 | 0.003 | 0.005 | 0.0005 | 0.005 | Good
MET-085 | BAVIÃƒÂCORA POZO 3 | NOROESTE | SONORA | BAVIACORA | RÃƒÂO SONORA | POZO | -110.1684 | 29.7226 | 2022 | 332.9 | 1233 | 511.3 | 923 | 0.025 | 0.0015 | 0.46 | 1.1 | 4.074 | 0.011 | 0.003 | 0.005 | 0.0005 | 0.005 | Regular
MET-099 | LA AURORA POZO 2 | NOROESTE | SONORA | BAVIACORA | RÃƒÂO SONORA | POZO | -110.1321 | 29.5786 | 2022 | 391.8 | 1451 | 584.1 | 1061 | 0.043 | 0.0015 | 0.72 | 1.1 | 5.611 | 0.01 | 0.003 | 0.005 | 0.0005 | 0.005 | Regular
MET-112 | SAN RAFAEL DE URES POZO | NOROESTE | SONORA | URES | RÃƒÂO SONORA | POZO | -110.4691 | 29.373 | 2022 | 136.7 | 591 | 44.2 | 330.8 | 0.025 | 0.0015 | 8.63 | 1.1 | 1.063 | 0.015 | 0.003 | 0.018 | 0.0005 | 0.005 | Poor
MET-113 | GUADALUPE DE URES POZO | NOROESTE | SONORA | URES | RÃƒÂO SONORA | POZO | -110.4539 | 29.3878 | 2022 | 384.1 | 1619 | 632.5 | 1232.4 | 0.035 | 0.0015 | 0.57 | 1.1 | 7.559 | 0.01 | 0.003 | 0.005 | 0.0005 | 0.005 | Regular
OCNOR6503 | BAVIACORA 1 | NOROESTE | SONORA | BAVIACORA | RÃƒÂO SONORA | POZO | -110.1544 | 29.7136 | 2022 | 177.6 | 758 | 298.9 | 536.6 | 0.025 | 0.0015 | 0.29 | 1.1 | 1.99 | 0.01 | 0.003 | 0.005 | 0.0005 | 0.005 | Good
OCNOR6507 | TOPAHUE | NOROESTE | SONORA | HERMOSILLO | RÃƒÂO SONORA | POZO | -110.6293 | 29.2655 | 2022 | 231.1 | 1475 | 528.1 | 1134.2 | 0.025 | 0.0015 | 0.48 | 1.1 | 2.505 | 0.01 | 0.003 | 0.005 | 0.0005 | 0.005 | Regular
OCNORNUE1 | LAS DELICIAS POZO NUEVO | NOROESTE | SONORA | BANAMICHI | RÃƒÂO SONORA | POZO | -110.2544 | 29.9778 | 2022 | 158.3 | 311 | 104.2 | 189.4 | 0.025 | 0.0015 | 0.85 | 1.1 | 1.256 | 0.01 | 0.003 | 0.005 | 0.0005 | 0.005 | Good
OCNORNUE3 | SAN PABLO POZO NUEVO | NOROESTE | SONORA | ACONCCHI | RÃƒÂO SONORA | POZO | -110.2027 | 29.7841 | 2022 | 203.3 | 551 | 202 | 372.4 | 0.025 | 0.0015 | 0.23 | 135 | 2.034 | 0.01 | 0.003 | 0.005 | 0.0005 | 0.005 | Good
DLSAN2330 | EL REFUGIO CNA - 22 | GOLFO NORTE | SAN LUIS POTOSÃƒÂ | CIUDAD FERNÃƒÂNDEZ | RIO VERDE | POZO | -100.054 | 21.939 | 2022 | 187 | 763 | 319 | 562 | 0.091 | 0.005 | 0.48 | 1.1 | 2.383 | 0.012 | 0.003 | 0.005 | 0.001 | 0.005 | Good
OCNOR6295 | POZO ZAMORA | NOROESTE | SONORA | HERMOSILLO | RIO ZANJON | POZO | -110.8847 | 29.2653 | 2022 | 138.1 | 768 | 78 | 441 | 0.025 | 0.0015 | 2.4 | 20 | 3.389 | 0.019 | 0.003 | 0.016 | 0.0005 | 0.005 | Poor
DLSAN2321 | LAS COLONIAS | CUENCAS CENTRALES DEL NORTE | SAN LUIS POTOSÃƒÂ | SALINAS | SALINAS DE HIDALGO | POZO | -101.7903 | 22.5569 | 2022 | 211 | 710 | 124 | 504 | 0.062 | 0.003 | 0.84 | 1100 | 3.597 | 0.01 | 0.003 | 0.005 | 0.0005 | 0.005 | Poor
DLSAN2322 | CABECERA MUNICIPAL | CUENCAS CENTRALES DEL NORTE | SAN LUIS POTOSÃƒÂ | SALINAS | SALINAS DE HIDALGO | POZO | -101.7025 | 22.6233 | 2022 | 278 | 8990 | 1359 | 5728 | 0.052 | 0.002 | 0.99 | 1.1 | 3.796 | 0.01 | 0.003 | 0.005 | 0.0005 | 0.005 | Regular
OCGNO6350 | POZO 77B EJIDO EL PALMAR | GOLFO NORTE | TAMAULIPAS | SAN NICOLÃƒÂS | SAN CARLOS | POZO | -98.8662 | 24.7168 | 2022 | 175 | 706 | 328 | 394 | 0.114 | 0.02 | 0.37 | 1.1 | 8.325 | 0.01 | 0.003 | 0.005 | 0.0009 | 0.02 | Poor
DLDUR5405 | POZO SAN FERMÃƒÂN | CUENCAS CENTRALES DEL NORTE | DURANGO | HIDALGO | SAN FERMIN | POZO | -104.8035 | 26.3228 | 2022 | 224.4 | 853 | 73.7 | 548.2 | 0.025 | 0.0015 | 1.13 | 1.1 | 4.776 | 0.047 | 0.003 | 0.005 | 0.0005 | 0.005 | Poor
DLDUR837 | POZO VILLA HIDALGO | CUENCAS CENTRALES DEL NORTE | DURANGO | HIDALGO | SAN FERMIN | POZO | -104.9161 | 26.2501 | 2022 | 378.4 | 1397 | 594.1 | 1025.7 | 0.058 | 0.013 | 0.78 | 10 | 29.097 | 0.019 | 0.003 | 0.005 | 0.0005 | 0.005 | Poor
DLBAJ161 | CNA-SI-03 (EJ. ALFREDO V. BONFIL) | PENÃƒÂNSULA DE BAJA CALIFORNIA | BAJA CALIFORNIA SUR | MULEGÃƒÂ‰ | SAN IGNACIO | POZO | -112.7628 | 27.3359 | 2022 | 193.8 | 953 | 367.7 | 683.2 | 2.21 | 0.097 | 0.33 | 85 | 1.889 | 0.01 | 0.003 | 0.005 | 0.0005 | 0.005 | Regular
DLBAJ92 | POZO SAN BERNABE | PENÃƒÂNSULA DE BAJA CALIFORNIA | BAJA CALIFORNIA SUR | LOS CABOS | SAN JOSE DEL CABO | POZO | -109.6995 | 23.1484 | 2022 | 77.1 | 248 | 94.5 | 203.8 | 0.025 | 0.0015 | 0.31 | 1.1 | 3.76 | 0.01 | 0.003 | 0.005 | 0.0005 | 0.005 | Good
DLBAJ93 | POZO JAVIER ARAMBURO | PENÃƒÂNSULA DE BAJA CALIFORNIA | BAJA CALIFORNIA SUR | LOS CABOS | SAN JOSE DEL CABO | POZO | -109.6975 | 23.0672 | 2022 | 174.6 | 1210 | 234.7 | 805.2 | 0.025 | 0.009 | 2.03 | 1.1 | 1.42 | 0.01 | 0.003 | 0.005 | 0.0005 | 0.005 | Poor
DLBAJ149 | POZO NO. 14 | PENÃƒÂNSULA DE BAJA CALIFORNIA | BAJA CALIFORNIA SUR | LORETO | SAN JUAN B. LONDO | POZO | -111.5075 | 26.2447 | 2022 | 242.8 | 897 | 195.3 | 572 | 0.025 | 0.002 | 0.47 | 1.1 | 3.501 | 0.028 | 0.003 | 0.005 | 0.0005 | 0.005 | Poor
DLBAJ150 | POZO 2A | PENÃƒÂNSULA DE BAJA CALIFORNIA | BAJA CALIFORNIA SUR | LORETO | SAN JUAN B. LONDO | POZO | -111.5489 | 26.3018 | 2022 | 210.1 | 1813 | 369.8 | 1135 | 0.025 | 0.0015 | 0.42 | 1.1 | 6.321 | 0.01 | 0.003 | 0.005 | 0.0005 | 0.005 | Good
DLSAN5383 | GRANJAS LA FLORIDA CNA-11-394 | CUENCAS CENTRALES DEL NORTE | SAN LUIS POTOSÃƒÂ | CERRO DE SAN PEDRO | SAN LUIS POTOSI | POZO | -100.8423 | 22.1528 | 2022 | 110 | 477 | 128 | 345 | 0.065 | 0.006 | 0.78 | 1.1 | 5.833 | 0.01 | 0.003 | 0.005 | 0.0005 | 0.005 | Good
DLSAN5385 | LA ZORRA CNA-11-274 | CUENCAS CENTRALES DEL NORTE | SAN LUIS POTOSÃƒÂ | CERRO DE SAN PEDRO | SAN LUIS POTOSI | POZO | -100.8509 | 22.1831 | 2022 | 105 | 309 | 86 | 197 | 0.058 | 0.006 | 0.56 | 1.1 | 6.769 | 0.01 | 0.003 | 0.005 | 0.0005 | 0.005 | Good
DLSAN5386 | FRACC. LA FLORIDA CNA-11-299 | CUENCAS CENTRALES DEL NORTE | SAN LUIS POTOSÃƒÂ | SAN LUIS POTOSÃƒÂ | SAN LUIS POTOSI | POZO | -100.846 | 22.1489 | 2022 | 114 | 304 | 60 | 208 | 0.054 | 0.005 | 1.13 | 1.1 | 0.889 | 0.01 | 0.003 | 0.005 | 0.0005 | 0.005 | Good
GRANJAS DE SAN PEDRO | GRANJAS DE SAN PEDRO | CUENCAS CENTRALES DEL NORTE | SAN LUIS POTOSÃƒÂ | CERRO DE SAN PEDRO | SAN LUIS POTOSI | POZO | -100.8562 | 22.1662 | 2022 | 154 | 453 | 90 | 316 | 0.063 | 0.005 | 0.76 | 1.1 | 1.598 | 0.01 | 0.003 | 0.005 | 0.0005 | 0.005 | Good
PORTEZUELO (SAN PEDRO) | PORTEZUELO (SAN PEDRO) | CUENCAS CENTRALES DEL NORTE | SAN LUIS POTOSÃƒÂ | CERRO DE SAN PEDRO | SAN LUIS POTOSI | POZO | -100.8505 | 22.1696 | 2022 | 118 | 301 | 77 | 206 | 0.053 | 0.004 | 0.44 | 1.1 | 1 | 0.01 | 0.003 | 0.005 | 0.0005 | 0.007037 | Good
PR-01 | PR-01 | CUENCAS CENTRALES DEL NORTE | SAN LUIS POTOSÃƒÂ | CERRO DE SAN PEDRO | SAN LUIS POTOSI | POZO | -100.8192 | 22.1911 | 2022 | 128 | 682 | 173 | 444 | 0.097 | 0.006 | 0.49 | 43 | 4.842 | 0.01 | 0.003 | 0.006 | 0.0005 | 0.005 | Good
SPMW-01 | SPMW-01 | CUENCAS CENTRALES DEL NORTE | SAN LUIS POTOSÃƒÂ | CERRO DE SAN PEDRO | SAN LUIS POTOSI | POZO | -100.8178 | 22.1913 | 2022 | 123 | 964 | 289 | 667 | 0.082 | 0.026 | 0.71 | 15 | 4.095 | 0.01 | 0.003 | 0.005 | 0.0005 | 0.005 | Good
SPMW-03 | SPMW-03 | CUENCAS CENTRALES DEL NORTE | SAN LUIS POTOSÃƒÂ | CERRO DE SAN PEDRO | SAN LUIS POTOSI | POZO | -100.8179 | 22.1913 | 2022 | 147 | 763 | 223 | 515 | 0.07 | 0.003 | 0.53 | 1.1 | 7.578 | 0.01 | 0.003 | 0.005 | 0.0005 | 0.005 | Good
SPMW-04 | SPMW-04 | CUENCAS CENTRALES DEL NORTE | SAN LUIS POTOSÃƒÂ | CERRO DE SAN PEDRO | SAN LUIS POTOSI | POZO | -100.8199 | 22.191 | 2022 | 140 | 606 | 164 | 329 | 0.064 | 0.004 | 0.59 | 1.1 | 5.57 | 0.01 | 0.003 | 0.007 | 0.0005 | 0.005 | Good
ZAPATILLA 1 | ZAPATILLA 1 | CUENCAS CENTRALES DEL NORTE | SAN LUIS POTOSÃƒÂ | SOLEDAD DE GRACIANO SANCHEZ | SAN LUIS POTOSI | POZO | -100.8376 | 22.1867 | 2022 | 100 | 372 | 109 | 265 | 0.113 | 0.009 | 0.23 | 1.1 | 5.292 | 0.01 | 0.003 | 0.005 | 0.0005 | 0.005 | Good
ZAPATILLA 2 | ZAPATILLA 2 | CUENCAS CENTRALES DEL NORTE | SAN LUIS POTOSÃƒÂ | SOLEDAD DE GRACIANO SANCHEZ | SAN LUIS POTOSI | POZO | -100.8331 | 22.1887 | 2022 | 90 | 561 | 154 | 388 | 0.268 | 0.019 | 0.77 | 1.1 | 5.822 | 0.01 | 0.003 | 0.005 | 0.0005 | 0.005 | Good
OCPBC4333 | SAN QUINTIN 1 (POZO UABC) | PENÃƒÂNSULA DE BAJA CALIFORNIA | BAJA CALIFORNIA | ENSENADA | SAN QUINTIN | POZO | -115.9695 | 30.6504 | 2022 | 217 | 3040 | 843.1 | 2138.5 | 0.237 | 0.038 | 0.37 | 1.1 | 1.069 | 0.01 | 0.003 | 0.005 | 0.0005 | 0.005 | Regular
OCPBC4334 | SAN QUINTIN 3 (POZO EJIDO NVO MEXICALI) | PENÃƒÂNSULA DE BAJA CALIFORNIA | BAJA CALIFORNIA | ENSENADA | SAN QUINTIN | POZO | -115.9413 | 30.5431 | 2022 | 195.3 | 2403 | 657 | 1667 | 0.333 | 0.012 | 0.33 | 10 | 2.812 | 0.01 | 0.003 | 0.005 | 0.0005 | 0.005 | Regular
OCPBC4335 | SAN SIMON 1 (POZO NO 10 LOS PINOS) | PENÃƒÂNSULA DE BAJA CALIFORNIA | BAJA CALIFORNIA | ENSENADA | SAN SIMON | POZO | -115.8766 | 30.4393 | 2022 | 169.3 | 2116 | 668.9 | 1510.3 | 0.278 | 0.008 | 0.31 | 1.1 | 9.812 | 0.01 | 0.003 | 0.005 | 0.0005 | 0.005 | Regular
DLSAN2295 | SANTO DOMINGO | GOLFO NORTE | SAN LUIS POTOSÃƒÂ | SANTA MARÃƒÂA DEL RÃƒÂO | SANTA MARIA DEL RIO | POZO | -100.763 | 21.6129 | 2022 | 188 | 521 | 51 | 332 | 0.042 | 0.008 | 2.84 | 1.1 | 1.75 | 0.022 | 0.003 | 0.005 | 0.0005 | 0.005 | Poor
DLBAJ129 | SP. A.P. 1, L. 9, COL. SIN. | PENÃƒÂNSULA DE BAJA CALIFORNIA | BAJA CALIFORNIA SUR | COMONDÃƒÂš | SANTO DOMINGO | POZO | -111.7201 | 25.1355 | 2022 | 192.8 | 893 | 232.7 | 582.4 | 0.025 | 0.0015 | 0.39 | 1.1 | 9.611 | 0.01 | 0.003 | 0.005 | 0.0005 | 0.005 | Good
DLBAJ130 | L. 16-17 COL. LAGUNA | PENÃƒÂNSULA DE BAJA CALIFORNIA | BAJA CALIFORNIA SUR | COMONDÃƒÂš | SANTO DOMINGO | POZO | -111.8038 | 25.2401 | 2022 | 247.9 | 1073 | 136.1 | 701 | 0.094 | 0.002 | 0.61 | 1.1 | 2.912 | 0.01 | 0.003 | 0.013 | 0.0005 | 0.005 | Good
DLBAJ131 | L. 20, EJ. STO. DOMINGO | PENÃƒÂNSULA DE BAJA CALIFORNIA | BAJA CALIFORNIA SUR | COMONDÃƒÂš | SANTO DOMINGO | POZO | -111.9222 | 25.5047 | 2022 | 269.3 | 8467 | 2794.1 | 7084 | 1.308 | 0.026 | 0.55 | 3448 | 5.17 | 0.01 | 0.003 | 0.005 | 0.0005 | 0.005 | Poor
OCNOR4211 | OOMAPAS NO. 5 | NOROESTE | SONORA | PUERTO PEÃƒÂ‘ASCO | SONOYTA-PUERTO PEÃƒÂ‘ASCO | POZO | -113.3112 | 31.5832 | 2022 | 168.5 | 1817 | 70.6 | 1001 | 0.036 | 0.0015 | 6.13 | 282 | 6.23 | 0.01 | 0.003 | 0.042 | 0.0005 | 0.005 | Poor
OCNOR4212 | OOMAPAS NO 2 | NOROESTE | SONORA | PUERTO PEÃƒÂ‘ASCO | SONOYTA-PUERTO PEÃƒÂ‘ASCO | POZO | -113.3803 | 31.4825 | 2022 | 238.5 | 1934 | 105.9 | 1112.3 | 0.049 | 0.0015 | 5.38 | 496 | 1.641 | 0.029 | 0.003 | 0.006 | 0.0005 | 0.005 | Poor
OCNOR4214 | OOMAPAS 6 PEÃƒÂ‘ASCO | NOROESTE | SONORA | PUERTO PEÃƒÂ‘ASCO | SONOYTA-PUERTO PEÃƒÂ‘ASCO | POZO | -113.3933 | 31.4827 | 2022 | 231.4 | 1790 | 76.9 | 1033 | 0.036 | 0.0015 | 4.59 | 1.1 | 1.685 | 0.023 | 0.003 | 0.007 | 0.0005 | 0.005 | Poor
OCNOR4224M1 | POZO QUITOVAC | NOROESTE | SONORA | GENERAL PLUTARCO ELÃƒÂAS CALLES | SONOYTA-PUERTO PEÃƒÂ‘ASCO | POZO | -112.7506 | 31.5158 | 2022 | 293.3 | 1590 | 301.2 | 951 | 0.051 | 0.005 | 1.86 | 1.1 | 3.433 | 0.057 | 0.003 | 0.005 | 0.0005 | 0.005 | Poor
OCNOR4225 | PUBLICO URBANO SONOITA | NOROESTE | SONORA | GENERAL PLUTARCO ELÃƒÂAS CALLES | SONOYTA-PUERTO PEÃƒÂ‘ASCO | POZO | -112.8298 | 31.8692 | 2022 | 170.5 | 1517 | 205.7 | 951.7 | 0.025 | 0.0015 | 3.58 | 98 | 7.538 | 0.017 | 0.003 | 0.015 | 0.0005 | 0.005 | Poor
OCBAL2858 | POZO NÃ‚Â°6 TAMAZULAPAN | BALSAS | OAXACA | VILLA DE TAMAZULÃƒÂPAM DEL PROGRESO | TAMAZULAPAN | POZO | -97.5465 | 17.6676 | 2022 | 215 | 665 | 501.5 | 565.8 | 5.477 | 0.146 | 0.2 | 1.1 | 1.188 | 0.01 | 0.003 | 0.011 | 0.0005 | 0.005 | Regular
OCLSP3860 | POZO SUR POBLACION TAPALPA | LERMA SANTIAGO PACÃƒÂFICO | JALISCO | TAPALPA | TAPALPA | POZO | -103.757 | 19.9374 | 2022 | 139.2 | 302 | 116.5 | 205.8 | 0.025 | 0.007 | 0.21 | 1.1 | 2.601 | 0.01 | 0.003 | 0.005 | 0.0005 | 0.005 | Good
OCPBC5358 | POZO 10 | PENÃƒÂNSULA DE BAJA CALIFORNIA | BAJA CALIFORNIA | TECATE | TECATE | POZO | -116.6218 | 32.5716 | 2022 | 225.4 | 1521 | 446.6 | 1022.7 | 0.025 | 0.023 | 0.68 | 20 | 12.651 | 0.01 | 0.003 | 0.005 | 0.0005 | 0.005 | Poor
GCAEH00004 | POZO MAESTRO SOMBRERUDO | GOLFO CENTRO | VERACRUZ DE IGNACIO DE LA LLAVE | PAPANTLA | TECOLUTLA | POZO | -97.3049 | 20.5923 | 2022 | 317.3 | 358 | 332.441 | 437 | 0.10788 | 0.0015 | 0.2 | 1.1 | 0.349 | 0.01 | 0.003 | 0.00555 | 0.0005 | 0.005 | Good
DLEST6551 | POZO TEPOXTEPEC | BALSAS | MÃƒÂ‰XICO | TENANCINGO | TENANCINGO | POZO | -99.5713 | 18.9672 | 2022 | 237.5 | 258 | 83.1 | 216 | 0.025 | 0.007 | 0.32 | 1.1 | 0.152 | 0.035 | 0.003 | 0.014 | 0.0005 | 0.005 | Poor
DLDUR637 | POZO COLINAS | CUENCAS CENTRALES DEL NORTE | DURANGO | SAN DIMAS | TEPEHUANES-SANTIAGO | POZO | -105.4432 | 25.0465 | 2022 | 308 | 813 | 39.5 | 501.4 | 0.025 | 0.0015 | 7.75 | 1.1 | 0.103 | 0.019 | 0.003 | 0.005 | 0.0005 | 0.005 | Poor
DLDUR639 | POZO EL TAGARETE | CUENCAS CENTRALES DEL NORTE | DURANGO | SANTIAGO PAPASQUIARO | TEPEHUANES-SANTIAGO | POZO | -105.4295 | 25.0497 | 2022 | 518.2 | 1104 | 64.4 | 710 | 0.025 | 0.021 | 5.49 | 1.1 | 3.432 | 0.043 | 0.003 | 0.005 | 0.0005 | 0.005 | Poor
DLDUR643 | POZO LA HUERTA | CUENCAS CENTRALES DEL NORTE | DURANGO | SANTIAGO PAPASQUIARO | TEPEHUANES-SANTIAGO | POZO | -105.4204 | 25.038 | 2022 | 222.4 | 507 | 35.3 | 332.4 | 0.025 | 0.0015 | 1.78 | 1.1 | 2.141 | 0.045 | 0.003 | 0.005 | 0.0005 | 0.005 | Poor
DLDUR644 | POZO LAS TURBINAS | CUENCAS CENTRALES DEL NORTE | DURANGO | SANTIAGO PAPASQUIARO | TEPEHUANES-SANTIAGO | POZO | -105.4141 | 25.0317 | 2022 | 212.2 | 441 | 29.1 | 294.8 | 0.025 | 0.0015 | 0.6 | 1.1 | 2.312 | 0.015 | 0.003 | 0.005 | 0.0005 | 0.005 | Good
DLDUR647 | POZO LA ESTANCIA | CUENCAS CENTRALES DEL NORTE | DURANGO | SANTIAGO PAPASQUIARO | TEPEHUANES-SANTIAGO | POZO | -105.4247 | 25.091 | 2022 | 422.3 | 858 | 66.5 | 572 | 0.025 | 0.0015 | 2.83 | 1.1 | 3.86 | 0.096 | 0.003 | 0.005 | 0.0005 | 0.005 | Poor
DLDUR650 | POZO 2 LOS HERRERA | CUENCAS CENTRALES DEL NORTE | DURANGO | SANTIAGO PAPASQUIARO | TEPEHUANES-SANTIAGO | POZO | -105.5061 | 25.1655 | 2022 | 144.8 | 336 | 35.3 | 223.4 | 0.025 | 0.0015 | 1.35 | 1.1 | 0.917 | 0.079 | 0.003 | 0.005 | 0.0005 | 0.005 | Poor
OCBAL2877 | POZO CALIHUALA (BALSAS) | BALSAS | OAXACA | CALIHUALÃƒÂ | TLAPA-HUAMUXTITLAN | POZO | -98.2704 | 17.5378 | 2022 | 166 | 614 | 306.3 | 405 | 0.146 | 0.023 | 0.2 | 1.1 | 0.346 | 0.01 | 0.003 | 0.007 | 0.0005 | 0.005 | Good
DLBAJ108 | POZO A.P. CNA 7 (ANTES POZO A.P. CNA 6) | PENÃƒÂNSULA DE BAJA CALIFORNIA | BAJA CALIFORNIA SUR | LA PAZ | TODOS SANTOS | POZO | -110.2207 | 23.4649 | 2022 | 177.6 | 426 | 170.3 | 271 | 0.025 | 0.0015 | 0.34 | 1.1 | 6.246 | 0.01 | 0.003 | 0.005 | 0.0005 | 0.005 | Good
OCLSP3687 | POZO RANCHO ALEGRE | LERMA SANTIAGO PACÃƒÂFICO | JALISCO | TLAJOMULCO DE ZÃƒÂšÃƒÂ‘IGA | TOLUQUILLA | POZO | -103.4278 | 20.5381 | 2022 | 698.7 | 1450 | 435.7 | 881.8 | 0.025 | 0.315 | 1.1 | 1.1 | 0.597 | 0.018 | 0.003 | 0.005 | 0.0005 | 0.005 | Regular
DLNAY1876 | POZO 18 DE MARZO | PACÃƒÂFICO NORTE | NAYARIT | ROSAMORADA | VALLE ACAPONETA-CAÃƒÂ‘AS | POZO | -105.2908 | 22.0456 | 2022 | 123.8 | 473 | 105.9 | 297 | 0.106 | 0.016 | 0.2 | 10 | 0.602 | 0.01 | 0.003 | 0.005 | 0.0005 | 0.005 | Good
OCGCE5350 | O OP CD. CARDEL (COL. V. LOPEZ P-3) | GOLFO CENTRO | VERACRUZ DE IGNACIO DE LA LLAVE | LA ANTIGUA | VALLE DE ACTOPAN | POZO | -96.3689 | 19.3644 | 2022 | 203 | 462 | 230.6 | 402 | 0.115 | 0.0015 | 0.2 | 1.1 | 5.887 | 0.01 | 0.003 | 0.023 | 0.0005 | 0.005 | Good
DLAGU19 | POZO PASO BLANCO | LERMA SANTIAGO PACÃƒÂFICO | AGUASCALIENTES | JESÃƒÂšS MARÃƒÂA | VALLE DE AGUASCALIENTES | POZO | -102.3156 | 21.975 | 2022 | 429.7 | 925 | 283.1 | 620.8 | 0.025 | 0.0015 | 1.01 | 1.1 | 1.671 | 0.01 | 0.003 | 0.005 | 0.0005 | 0.005 | Regular
DLAGU5576 | POZO NUM 6 PARRAS | LERMA SANTIAGO PACÃƒÂFICO | AGUASCALIENTES | AGUASCALIENTES | VALLE DE AGUASCALIENTES | POZO | -102.2817 | 21.915 | 2022 | 218.1 | 526 | 140.6 | 382.2 | 0.025 | 0.0015 | 1.36 | 1.1 | 1.453 | 0.016 | 0.003 | 0.005 | 0.0005 | 0.005 | Good
DLAGU7 | POZO COSIO | LERMA SANTIAGO PACÃƒÂFICO | AGUASCALIENTES | COSÃƒÂO | VALLE DE AGUASCALIENTES | POZO | -102.288 | 22.3668 | 2022 | 202.9 | 555 | 112.4 | 327.4 | 0.025 | 0.0015 | 1.74 | 1.1 | 1.527 | 0.035 | 0.003 | 0.005 | 0.0005 | 0.005 | Poor
DLAGU9 | POZO EL SALITRILLO | LERMA SANTIAGO PACÃƒÂFICO | AGUASCALIENTES | RINCÃƒÂ“N DE ROMOS | VALLE DE AGUASCALIENTES | POZO | -102.2945 | 22.1843 | 2022 | 317.9 | 681 | 196.8 | 460.8 | 0.025 | 0.0015 | 1.15 | 31 | 1.318 | 0.016 | 0.003 | 0.005 | 0.0005 | 0.005 | Good
DLAGU42 | CALVILLO POZO NO. 1 INDEPENDENCIA | LERMA SANTIAGO PACÃƒÂFICO | AGUASCALIENTES | CALVILLO | VALLE DE CALVILLO | POZO | -102.728 | 21.8444 | 2022 | 117.2 | 354 | 94.4 | 269 | 0.025 | 0.0015 | 1.04 | 1.1 | 2.732 | 0.01 | 0.003 | 0.005 | 0.0005 | 0.005 | Good
DLDUR757 | POZO J. GPE. AGUILERA | PACÃƒÂFICO NORTE | DURANGO | CANATLÃƒÂN | VALLE DE CANATLAN | POZO | -104.6997 | 24.4425 | 2022 | 165.4 | 368 | 135 | 256.4 | 0.025 | 0.018 | 0.28 | 1.1 | 0.706 | 0.01 | 0.003 | 0.005 | 0.0005 | 0.005 | Good
DLGUA1034M1 | COL. RANCHO NUEVO | LERMA SANTIAGO PACÃƒÂFICO | GUANAJUATO | APASEO EL GRANDE | VALLE DE CELAYA | POZO | -100.7466 | 20.5214 | 2022 | 253.9 | 871 | 164.3 | 560 | 0.199 | 0.018 | 0.81 | 120 | 3.435 | 0.141 | 0.003 | 0.005 | 0.0005 | 0.005 | Poor
DLGUA1035M1 | RANCHO NUEVO | LERMA SANTIAGO PACÃƒÂFICO | GUANAJUATO | APASEO EL GRANDE | VALLE DE CELAYA | POZO | -100.7409 | 20.5287 | 2022 | 468.7 | 1456 | 350.3 | 919.8 | 0.025 | 0.0015 | 0.92 | 1.1 | 1.593 | 0.01 | 0.003 | 0.005 | 0.0005 | 0.005 | Regular
DLGUA5958 | POZO EL GUADALUPANO, APASEO EL GRANDE | LERMA SANTIAGO PACÃƒÂFICO | GUANAJUATO | APASEO EL GRANDE | VALLE DE CELAYA | POZO | -100.6983 | 20.5445 | 2022 | 268 | 812 | 139.2 | 550 | 0.025 | 0.0015 | 1.72 | 1.1 | 3.287 | 0.051 | 0.003 | 0.005 | 0.0005 | 0.005 | Poor
DLGUA5959 | POZO NO. 2, APASEO EL ALTO | LERMA SANTIAGO PACÃƒÂFICO | GUANAJUATO | APASEO EL ALTO | VALLE DE CELAYA | POZO | -100.6151 | 20.4506 | 2022 | 194.9 | 437 | 108 | 312 | 0.025 | 0.0015 | 0.51 | 1.1 | 4.905 | 0.01 | 0.003 | 0.005 | 0.0005 | 0.005 | Good
OCNOR4179 | LA COLORADA | NOROESTE | SONORA | LA COLORADA | VALLE DE GUAYMAS | POZO | -110.5811 | 28.7996 | 2022 | 250.6 | 714 | 292.9 | 459 | 0.025 | 0.0015 | 0.76 | 1.1 | 6.381 | 0.01 | 0.003 | 0.005 | 0.0005 | 0.005 | Good
OCNOR6228 | SAN JOSE DE PIMAS | NOROESTE | SONORA | LA COLORADA | VALLE DE GUAYMAS | POZO | -110.3495 | 28.715 | 2022 | 328.8 | 777 | 322.6 | 475.8 | 0.025 | 0.0015 | 0.3 | 31 | 5.403 | 0.01 | 0.003 | 0.005 | 0.0005 | 0.005 | Good
DLCHI296 | VALLE DE JUAREZ 1 | RÃƒÂO BRAVO | CHIHUAHUA | JUÃƒÂREZ | VALLE DE JUAREZ | POZO | -106.2814 | 31.5471 | 2022 | 174 | 1651 | 392 | 1171.8 | 0.025 | 0.027 | 0.38 | 1.1 | 2.445 | 0.01 | 0.003 | 0.005 | 0.0005 | 0.005 | Good
DLCHI297 | VALLE DE JUAREZ 2 | RÃƒÂO BRAVO | CHIHUAHUA | GUADALUPE | VALLE DE JUAREZ | POZO | -106.112 | 31.3414 | 2022 | 201.1 | 1210 | 104 | 801.2 | 0.335 | 0.017 | 2.08 | 1.1 | 0.699 | 0.01 | 0.003 | 0.005 | 0.0005 | 0.005 | Poor
DLCHI300 | VALLE DE JUAREZ 3 | RÃƒÂO BRAVO | CHIHUAHUA | PRAXEDIS G. GUERRERO | VALLE DE JUAREZ | POZO | -105.8813 | 31.272 | 2022 | 340.1 | 8273 | 1880 | 5921.3 | 2.077 | 2.613 | 0.5 | 1.1 | 0.265 | 0.01 | 0.003 | 0.005 | 0.0005 | 0.005 | Regular
OCPBC5594 | EJIDO LAZARO CARDENAS | PENÃƒÂNSULA DE BAJA CALIFORNIA | BAJA CALIFORNIA | MEXICALI | VALLE DE MEXICALI | POZO | -115.0238 | 32.609 | 2022 | 177.5 | 1226 | 328.2 | 816.7 | 0.153 | 0.121 | 0.35 | 1.1 | 0.047 | 0.01 | 0.003 | 0.005 | 0.0005 | 0.005 | Good
OCPBC5596 | DISTRITO FEDERAL | PENÃƒÂNSULA DE BAJA CALIFORNIA | BAJA CALIFORNIA | MEXICALI | VALLE DE MEXICALI | POZO | -115.0337 | 32.4924 | 2022 | 232.6 | 1643 | 718.8 | 1185.5 | 0.588 | 0.404 | 0.32 | 1.1 | 0.035 | 0.01 | 0.003 | 0.005 | 0.0005 | 0.005 | Regular
OCPBC5598 | CD MORELOS | PENÃƒÂNSULA DE BAJA CALIFORNIA | BAJA CALIFORNIA | MEXICALI | VALLE DE MEXICALI | POZO | -114.8688 | 32.6235 | 2022 | 197.9 | 1212 | 403 | 853 | 0.199 | 0.383 | 0.25 | 1.1 | 0.056 | 0.01 | 0.003 | 0.005 | 0.0005 | 0.005 | Regular
DLPUE1990 | MORATILLA 4 | BALSAS | PUEBLA | PUEBLA | VALLE DE PUEBLA | POZO | -98.2369 | 19.1006 | 2022 | 224.2 | 818 | 337.4 | 544 | 0.802 | 0.008 | 0.2 | 1.1 | 2.29 | 0.01 | 0.003 | 0.01 | 0.0005 | 0.005 | Regular
DLPUE2020 | XOXTLA 1 | BALSAS | PUEBLA | CORONANGO | VALLE DE PUEBLA | POZO | -98.3181 | 19.1595 | 2022 | 205 | 959 | 341 | 700 | 0.124 | 0.007 | 0.2 | 1.1 | 3.981 | 0.01 | 0.003 | 0.239 | 0.0005 | 0.005 | Poor
DLQUE2088 | POZO VIDRIERA | LERMA SANTIAGO PACÃƒÂFICO | QUERÃƒÂ‰TARO ARTEAGA | QUERÃƒÂ‰TARO | VALLE DE QUERETARO | POZO | -100.4277 | 20.6139 | 2022 | 226.4 | 978 | 152.3 | 620 | 0.025 | 0.0015 | 2.04 | 1.1 | 8.547 | 0.012 | 0.003 | 0.005 | 0.0005 | 0.005 | Poor
DLQUE2089 | POZO MICHELIN | LERMA SANTIAGO PACÃƒÂFICO | QUERÃƒÂ‰TARO ARTEAGA | QUERÃƒÂ‰TARO | VALLE DE QUERETARO | POZO | -100.4256 | 20.6249 | 2022 | 261.4 | 1071 | 182.8 | 687 | 0.058 | 0.011 | 2.32 | 1.1 | 7.492 | 0.017 | 0.003 | 0.006 | 0.0005 | 0.005 | Poor
DLQUE2092 | SAN PEDRO MARTIR, 1870 III | LERMA SANTIAGO PACÃƒÂFICO | QUERÃƒÂ‰TARO ARTEAGA | QUERÃƒÂ‰TARO | VALLE DE QUERETARO | POZO | -100.4693 | 20.6151 | 2022 | 210.5 | 580 | 154.4 | 381 | 0.025 | 0.0015 | 0.55 | 1.1 | 5.011 | 0.01 | 0.003 | 0.005 | 0.0005 | 0.005 | Good
OCPBC4377 | LA MESA ARENOSA | PENÃƒÂNSULA DE BAJA CALIFORNIA | SONORA | SAN LUIS RÃƒÂO COLORADO | VALLE DE SAN LUIS RIO COLORADO | POZO | -114.7964 | 32.4258 | 2022 | 149.9 | 1631 | 328.2 | 1027.3 | 0.115 | 0.126 | 0.29 | 1.1 | 0.036 | 0.01 | 0.003 | 0.005 | 0.0005 | 0.005 | Good
OCPBC5361 | POZO NO. 3 | PENÃƒÂNSULA DE BAJA CALIFORNIA | SONORA | SAN LUIS RÃƒÂO COLORADO | VALLE DE SAN LUIS RIO COLORADO | POZO | -114.7795 | 32.4722 | 2022 | 175.4 | 1414 | 307.5 | 888 | 0.038 | 0.184 | 0.3 | 1.1 | 0.124 | 0.01 | 0.003 | 0.005 | 0.0005 | 0.005 | Regular
OCPBC5362 | POZO 15 | PENÃƒÂNSULA DE BAJA CALIFORNIA | SONORA | SAN LUIS RÃƒÂO COLORADO | VALLE DE SAN LUIS RIO COLORADO | POZO | -114.8064 | 32.4438 | 2022 | 211.1 | 2104 | 610.8 | 1494.3 | 0.076 | 0.232 | 0.3 | 1.1 | 1.033 | 0.01 | 0.003 | 0.005 | 0.0005 | 0.005 | Regular
OCPBC6316 | ISLITA | PENÃƒÂNSULA DE BAJA CALIFORNIA | SONORA | SAN LUIS RIO COLORADO | VALLE DE SAN LUIS RIO COLORADO | POZO | -114.8685 | 32.3802 | 2022 | 198.9 | 2254 | 511 | 1487.7 | 0.097 | 0.187 | 0.24 | 1.1 | 0.032 | 0.01 | 0.003 | 0.005 | 0.0005 | 0.005 | Regular
OCPBC6317 | LAS ADELITAS | PENÃƒÂNSULA DE BAJA CALIFORNIA | SONORA | SAN LUIS RIO COLORADO | VALLE DE SAN LUIS RIO COLORADO | POZO | -114.6649 | 32.4337 | 2022 | 107.1 | 2101 | 444.6 | 1352 | 0.025 | 0.068 | 0.28 | 1.1 | 0.159 | 0.01 | 0.003 | 0.005 | 0.0005 | 0.005 | Regular
OCPBC6318 | EL FRONTERIZO | PENÃƒÂNSULA DE BAJA CALIFORNIA | SONORA | SAN LUIS RIO COLORADO | VALLE DE SAN LUIS RIO COLORADO | POZO | -114.8911 | 32.2764 | 2022 | 190.7 | 2195 | 189 | 1339.3 | 0.068 | 0.048 | 0.92 | 1.1 | 0.155 | 0.01 | 0.003 | 0.005 | 0.0005 | 0.005 | Regular
OCPBC6319 | LUIS B. SANCHEZ | PENÃƒÂNSULA DE BAJA CALIFORNIA | SONORA | SAN LUIS RIO COLORADO | VALLE DE SAN LUIS RIO COLORADO | POZO | -114.9981 | 32.2025 | 2022 | 126.5 | 1855 | 134 | 1035.3 | 0.06 | 0.05 | 0.69 | 1.1 | 0.031 | 0.01 | 0.003 | 0.005 | 0.0005 | 0.005 | Good
OCPBC6320 | ESTACION RIITO | PENÃƒÂNSULA DE BAJA CALIFORNIA | SONORA | SAN LUIS RIO COLORADO | VALLE DE SAN LUIS RIO COLORADO | POZO | -114.9617 | 32.1643 | 2022 | 95.9 | 2994 | 216 | 1676 | 0.088 | 0.072 | 0.53 | 1.1 | 0.042 | 0.01 | 0.003 | 0.005 | 0.0005 | 0.005 | Regular
OCPBC6322 | MESA RICA DOS | PENÃƒÂNSULA DE BAJA CALIFORNIA | SONORA | SAN LUIS RIO COLORADO | VALLE DE SAN LUIS RIO COLORADO | POZO | -114.9486 | 32.1553 | 2022 | 84.7 | 3826 | 313.7 | 2283 | 0.883 | 0.117 | 0.46 | 41 | 0.102 | 0.027 | 0.003 | 0.005 | 0.0005 | 0.005 | Poor
OCPBC6323 | INDEPENDENCIA | PENÃƒÂNSULA DE BAJA CALIFORNIA | SONORA | SAN LUIS RIO COLORADO | VALLE DE SAN LUIS RIO COLORADO | POZO | -114.9269 | 32.2515 | 2022 | 124.4 | 1410 | 102.8 | 852.7 | 0.032 | 0.019 | 0.73 | 1.1 | 0.033 | 0.01 | 0.003 | 0.005 | 0.0005 | 0.005 | Good
DLNAY1851 | POZO PRIETO CRISPIN | LERMA SANTIAGO PACÃƒÂFICO | NAYARIT | TEPIC | VALLE DE SANTA MARIA DEL ORO | POZO | -104.8745 | 21.5052 | 2022 | 123.7 | 630 | 104.9 | 411.6 | 0.025 | 0.0015 | 0.23 | 2247 | 0.824 | 0.01 | 0.003 | 0.005 | 0.0005 | 0.005 | Poor
DLDUR772 | POZO MELCHOR OCAMPO | PACÃƒÂFICO NORTE | DURANGO | NUEVO IDEAL | VALLE DE SANTIAGUILLO | POZO | -104.8595 | 24.9375 | 2022 | 161.4 | 309 | 110.1 | 251.4 | 0.025 | 0.0015 | 0.9 | 1.1 | 1.782 | 0.017 | 0.003 | 0.005 | 0.0005 | 0.005 | Good
DLDUR777 | POZO FUENTE DEL LLANO | PACÃƒÂFICO NORTE | DURANGO | NUEVO IDEAL | VALLE DE SANTIAGUILLO | POZO | -104.8601 | 24.8494 | 2022 | 274.1 | 608 | 66.5 | 425.4 | 0.025 | 0.007 | 3.53 | 1.1 | 1.866 | 0.071 | 0.003 | 0.005 | 0.0005 | 0.005 | Poor
DLDUR782 | POZO MIGUEL NEGRETE | PACÃƒÂFICO NORTE | DURANGO | NUEVO IDEAL | VALLE DE SANTIAGUILLO | POZO | -104.9829 | 25.0092 | 2022 | 182.7 | 479 | 189 | 359.2 | 0.025 | 0.003 | 0.54 | 1.1 | 9.764 | 0.01 | 0.003 | 0.005 | 0.0005 | 0.005 | Good
DLDUR785 | LAS MARGARITAS - DURANGO | CUENCAS CENTRALES DEL NORTE | DURANGO | SANTIAGO PAPASQUIARO | VALLE DE SANTIAGUILLO | POZO | -105.1946 | 25.0757 | 2022 | 170.5 | 331 | 110.1 | 222.6 | 0.025 | 0.0015 | 0.36 | 1.1 | 0.595 | 0.015 | 0.003 | 0.005 | 0.0005 | 0.005 | Good
DLPUE2078 | MPIO. CUAYUCATEPEC | GOLFO CENTRO | PUEBLA | TEHUACÃƒÂN | VALLE DE TEHUACAN | POZO | -97.4916 | 18.5555 | 2022 | 480 | 1920 | 673.4 | 1268 | 0.109 | 0.0015 | 0.2 | 1.1 | 4.73 | 0.01 | 0.003 | 0.02 | 0.0005 | 0.005 | Regular
DLPUE2079 | MUNICIPAL S.J. TEPETEOPAN | GOLFO CENTRO | PUEBLA | TEHUACÃƒÂN | VALLE DE TEHUACAN | POZO | -97.5492 | 18.5212 | 2022 | 305 | 1265 | 367.1 | 726 | 0.077 | 0.0015 | 0.2 | 1.1 | 3.996 | 0.013 | 0.003 | 0.011 | 0.0005 | 0.005 | Good
DLPUE2080 | OOAP DE TEHUACAN AEROPUERTO 3 | GOLFO CENTRO | PUEBLA | TEHUACÃƒÂN | VALLE DE TEHUACAN | POZO | -97.4266 | 18.5029 | 2022 | 365 | 1331 | 470.5 | 776 | 0.231 | 0.003 | 0.2 | 1.1 | 1.46 | 0.01 | 0.003 | 0.021 | 0.0005 | 0.005 | Good
DLPUE2082 | MUNICIPAL SAN JOSE MIAHUATLAN | GOLFO CENTRO | PUEBLA | SAN JOSÃƒÂ‰ MIAHUATLÃƒÂN | VALLE DE TEHUACAN | POZO | -97.2647 | 18.308 | 2022 | 462 | 2614 | 599.7 | 1660 | 0.128 | 0.0015 | 0.2 | 1.1 | 8.739 | 0.012 | 0.003 | 0.012 | 0.0005 | 0.005 | Regular
DLDUR725 | POZO LAZARO CARDENAS | PACÃƒÂFICO NORTE | DURANGO | DURANGO | VALLE DEL GUADIANA | POZO | -104.5327 | 24.1146 | 2022 | 160.1 | 391 | 10 | 333.3 | 0.025 | 0.017 | 12.48 | 1.1 | 0.184 | 0.146 | 0.003 | 0.005 | 0.0005 | 0.005 | Poor
DLDUR728 | POZO DIECISEIS DE SEPTIEMBRE | PACÃƒÂFICO NORTE | DURANGO | DURANGO | VALLE DEL GUADIANA | POZO | -104.5474 | 24.053 | 2022 | 242.8 | 649 | 10 | 508.3 | 1.053 | 0.043 | 25.93 | 1.1 | 0.112 | 0.291 | 0.003 | 0.005 | 0.0005 | 0.005 | Poor
DLDUR729 | POZO COL. 20 DE NOV. | PACÃƒÂFICO NORTE | DURANGO | DURANGO | VALLE DEL GUADIANA | POZO | -104.589 | 24.0465 | 2022 | 193.8 | 491 | 184.9 | 382 | 0.025 | 0.0015 | 3.95 | 1.1 | 3.002 | 0.049 | 0.003 | 0.005 | 0.0005 | 0.005 | Poor
OCNOR6310 | POZO EL CARO AGUA POTABLE | NOROESTE | SONORA | HUATABAMPO | VALLE DEL MAYO | POZO | -109.7147 | 26.8687 | 2022 | 372.2 | 1936 | 126.5 | 1200 | 0.026 | 0.112 | 0.58 | 1.1 | 0.02 | 0.083 | 0.003 | 0.005 | 0.0005 | 0.005 | Poor
OCNOR6311 | POZO NORIA EL BABURO | NOROESTE | SONORA | HUATABAMPO | VALLE DEL MAYO | POZO | -109.6963 | 26.8501 | 2022 | 362.4 | 2072 | 401.6 | 1345 | 0.053 | 0.672 | 0.58 | 1274 | 0.02 | 0.043 | 0.003 | 0.005 | 0.0005 | 0.005 | Poor
OCNOR6312 | POZO BUIYARUMO | NOROESTE | SONORA | ETCHOJOA | VALLE DEL MAYO | POZO | -109.6981 | 26.9873 | 2022 | 289.7 | 851 | 114.5 | 535.8 | 0.025 | 0.311 | 0.93 | 1.1 | 0.041 | 0.064 | 0.003 | 0.005 | 0.0005 | 0.005 | Poor
DLHID1459 | POZO EL TORRION | AGUAS DEL VALLE DE MÃƒÂ‰XICO | HIDALGO | TEPETITLÃƒÂN | VALLE DEL MEZQUITAL | POZO | -99.3774 | 20.1635 | 2022 | 323.52 | 940 | 191.415 | 685 | 0.025 | 0.82631 | 0.50705 | 1.1 | 0.43755 | 0.01 | 0.003 | 0.005 | 0.0005 | 0.005 | Regular
DLHID1486M1 | POZO MICHIMALTONGO | AGUAS DEL VALLE DE MÃƒÂ‰XICO | HIDALGO | TULA DE ALLENDE | VALLE DEL MEZQUITAL | POZO | -99.3865 | 20.1119 | 2022 | 186 | 645 | 171.86 | 528 | 0.025 | 0.0015 | 1.3322 | 1.1 | 2.1116 | 0.01 | 0.003 | 0.005 | 0.0005 | 0.005 | Good
DLHID6145 | EL CHABACANO | AGUAS DEL VALLE DE MÃƒÂ‰XICO | HIDALGO | TULA DE ALLENDE | VALLE DEL MEZQUITAL | POZO | -99.4554 | 20.0999 | 2022 | 121.83 | 221 | 50.78 | 148 | 0.025 | 0.0015 | 0.2 | 1.1 | 0.9316 | 0.01 | 0.003 | 0.005 | 0.0005 | 0.005 | Good
DLHID6146 | XOCHITLAN | AGUAS DEL VALLE DE MÃƒÂ‰XICO | HIDALGO | TULA DE ALLENDE | VALLE DEL MEZQUITAL | POZO | -99.4313 | 20.0649 | 2022 | 179.49 | 341 | 76.17 | 220 | 0.025 | 0.0015 | 0.5933 | 1.1 | 1.5346 | 0.01 | 0.003 | 0.005 | 0.0005 | 0.005 | Good
DLHID6454 | POZO EL LLANO SEGUNDA SECCIÃƒÂ“N | AGUAS DEL VALLE DE MÃƒÂ‰XICO | HIDALGO | TULA DE ALLENDE | VALLE DEL MEZQUITAL | POZO | -99.3071 | 20.051 | 2022 | 399.09 | 2330.5 | 691.37 | 1964 | 0.025 | 0.4849 | 1.5641 | 230.275 | 15.7669 | 0.31827 | 0.003 | 0.005 | 0.0005 | 0.005 | Poor
DLHID6457 | POZO ITURBE | AGUAS DEL VALLE DE MÃƒÂ‰XICO | HIDALGO | TULA DE ALLENDE | VALLE DEL MEZQUITAL | POZO | -99.3199 | 20.0779 | 2022 | 415.67 | 2181.5 | 719.7 | 1400 | 0.025 | 0.002134 | 0.9334 | 1.1 | 16.6451 | 0.056938 | 0.003 | 0.005 | 0.0005 | 0.005 | Poor
DLHID6458 | POZO SAN FRANCISCO BOJAY COLONIA | LERMA SANTIAGO PACÃƒÂFICO | HIDALGO | TULA DE ALLENDE | VALLE DEL MEZQUITAL | POZO | -99.3315 | 20.0852 | 2022 | 308.88 | 1543.5 | 465.81 | 1112 | 0.025 | 0.007567 | 0.86695 | 1.1 | 19.8872 | 0.16057 | 0.003 | 0.005 | 0.0005 | 0.005 | Poor
DLHID6461 | POZO SANTA ANA AHUEHUEPAN | AGUAS DEL VALLE DE MÃƒÂ‰XICO | HIDALGO | TULA DE ALLENDE | VALLE DEL MEZQUITAL | POZO | -99.3497 | 20.1245 | 2022 | 317.36 | 1604.5 | 461.895 | 1125 | 0.025 | 0.0015 | 0.7349 | 1.1 | 28.3772 | 0.01 | 0.003 | 0.005 | 0.0005 | 0.005 | Poor
DLHID6467 | POZO PEDRO MARÃƒÂA ANAYA | AGUAS DEL VALLE DE MÃƒÂ‰XICO | HIDALGO | TEPETITLAN | VALLE DEL MEZQUITAL | POZO | -99.3495 | 20.1538 | 2022 | 472.71 | 1663.5 | 330.055 | 1117 | 0.025 | 0.0015 | 0.7074 | 1.1 | 30.1088 | 0.01 | 0.003 | 0.005 | 0.0005 | 0.005 | Poor
GCAEH00054 | TOMA DOMICILIARIA | AGUAS DEL VALLE DE MÃƒÂ‰XICO | HIDALGO | TEPETITLAN | VALLE DEL MEZQUITAL | TOMA DOMICILIARIA | -99.3494 | 20.1535 | 2022 | 442.68 | 1704 | 361.31 | 1192 | 0.025 | 0.0015 | 0.9958 | 1.1 | 24.2809 | 0.01 | 0.003 | 0.005 | 0.0005 | 0.005 | Poor
GCAEH00055 | POZO EL JAGÃƒÂœEY DE LA LOMA | AGUAS DEL VALLE DE MÃƒÂ‰XICO | HIDALGO | TEPETITLAN | VALLE DEL MEZQUITAL | POZO | -99.3833 | 20.1641 | 2022 | 334.8 | 879 | 240.22 | 652 | 0.025 | 0.24381 | 0.5492 | 1.1 | 1.1653 | 0.01 | 0.003 | 0.005 | 0.0005 | 0.005 | Regular
OCPSU6175 | MAGDALENA OCOTLAN | PACÃƒÂFICO SUR | OAXACA | MAGDALENA OCOTLAN | VALLES CENTRALES | POZO | -96.7104 | 16.7077 | 2022 | 329 | 694 | 345 | 482 | 0.095 | 0.0015 | 0.2 | 1.1 | 0.682 | 0.01 | 0.003 | 0.006 | 0.0005 | 0.005 | Good
OCPSU6176 | SAN JOSE DEL PROGRESO | PACÃƒÂFICO SUR | OAXACA | SAN JOSE DEL PROGRESO | VALLES CENTRALES | POZO | -96.6854 | 16.6861 | 2022 | 78 | 233 | 112 | 206 | 5.315 | 0.821 | 0.2 | 1.1 | 0.401 | 0.01 | 0.003 | 0.012 | 0.0005 | 0.005 | Regular
DLSAN2285M1 | POZO VANEGAS | CUENCAS CENTRALES DEL NORTE | SAN LUIS POTOSÃƒÂ | VANEGAS | VANEGAS-CATORCE | POZO | -100.9535 | 23.8865 | 2022 | 105 | 1141 | 421 | 937 | 0.113 | 0.005 | 0.85 | 1.1 | 2.706 | 0.01 | 0.003 | 0.005 | 0.0005 | 0.005 | Good
DLAGU49 | POZO TAPIAS VIEJAS | LERMA SANTIAGO PACÃƒÂFICO | AGUASCALIENTES | JESÃƒÂšS MARÃƒÂA | VENADERO | POZO | -102.5356 | 21.8512 | 2022 | 170.3 | 376 | 106.4 | 250.4 | 0.025 | 0.0015 | 1.78 | 1.1 | 1.652 | 0.01 | 0.003 | 0.005 | 0.0005 | 0.005 | Poor
DLCOL618 | POZO NO. 1394 A.P. VENUSTIANO CARRANZA | LERMA SANTIAGO PACÃƒÂFICO | COLIMA | MANZANILLO | VENUSTIANO CARRANZA | POZO | -104.1023 | 19.0126 | 2022 | 111.8 | 827 | 293.2 | 607 | 0.025 | 0.0015 | 0.2 | 1.1 | 5.919 | 0.01 | 0.003 | 0.005 | 0.0005 | 0.005 | Good
DLDUR791 | POZO CIENEGUILLA | PACÃƒÂFICO NORTE | DURANGO | POANAS | VICENTE GUERRERO-POANAS | POZO | -104.0467 | 24.0525 | 2022 | 190.8 | 491 | 162 | 330.2 | 0.025 | 0.0015 | 1.3 | 1.1 | 6.743 | 0.013 | 0.003 | 0.005 | 0.0005 | 0.005 | Good
OCCCN5229M1 | POZO 2 RANCHO LAS HABAS | CUENCAS CENTRALES DEL NORTE | DURANGO | LERDO | VICENTE SUAREZ | POZO | -103.8946 | 25.7567 | 2022 | 216.6 | 1154 | 580 | 942 | 0.025 | 0.0015 | 0.47 | 1.1 | 19.161 | 0.01 | 0.003 | 0.005 | 0.0005 | 0.005 | Poor
OCCCN5230M1 | POZO 2879 LA PARRITA | CUENCAS CENTRALES DEL NORTE | DURANGO | LERDO | VICENTE SUAREZ | POZO | -103.8784 | 25.7554 | 2022 | 200 | 654 | 340 | 497.4 | 0.025 | 0.0015 | 0.36 | 10 | 9.89 | 0.01 | 0.003 | 0.005 | 0.0005 | 0.005 | Good
OCCCN5231M1 | POZO 1 RANCHO GRANDE | CUENCAS CENTRALES DEL NORTE | DURANGO | LERDO | VICENTE SUAREZ | POZO | -103.8781 | 25.7455 | 2022 | 208.8 | 525 | 286 | 377.2 | 0.025 | 0.0015 | 0.39 | 1.1 | 5.648 | 0.01 | 0.003 | 0.005 | 0.0005 | 0.005 | Good
OCCCN5233M1 | POZO VICENTE SUAREZ | CUENCAS CENTRALES DEL NORTE | DURANGO | LERDO | VICENTE SUAREZ | POZO | -103.8706 | 25.7299 | 2022 | 218.8 | 423 | 246 | 298.2 | 0.025 | 0.0015 | 0.33 | 1.1 | 3.742 | 0.01 | 0.003 | 0.005 | 0.0005 | 0.005 | Good
OCCCN5740 | POZO SAN NICOLAS | CUENCAS CENTRALES DEL NORTE | DURANGO | LERDO | VICENTE SUAREZ | POZO | -103.9011 | 25.7456 | 2022 | 194.5 | 449 | 256 | 324.2 | 0.025 | 0.0015 | 0.49 | 1.1 | 5.883 | 0.01 | 0.003 | 0.005 | 0.0005 | 0.005 | Good
OCCCN5741 | POZO EL CORONEL | CUENCAS CENTRALES DEL NORTE | DURANGO | MAPIMI | VICENTE SUAREZ | POZO | -103.8865 | 25.8333 | 2022 | 266.2 | 556 | 309.5 | 375 | 0.106 | 0.003 | 0.55 | 1664 | 0.831 | 0.03 | 0.003 | 0.005 | 0.0005 | 0.005 | Poor
OCCCN5742 | POZO EL COLORIN | CUENCAS CENTRALES DEL NORTE | DURANGO | MAPIMI | VICENTE SUAREZ | POZO | -103.9674 | 25.7602 | 2022 | 216.6 | 683 | 318 | 492.8 | 0.025 | 0.0015 | 0.5 | 1.1 | 11.833 | 0.01 | 0.003 | 0.005 | 0.0005 | 0.005 | Poor
OCGNO3572 | POZO 27 EL OJITO | GOLFO NORTE | TAMAULIPAS | VICTORIA | VICTORIA-CASAS | POZO | -98.9589 | 23.8041 | 2022 | 316 | 1303 | 599 | 871 | 0.103 | 0.218 | 0.32 | 150 | 0.02 | 0.01 | 0.003 | 0.005 | 0.0012 | 0.005 | Regular
OCGNO3484 | POZO 21 EJ. EL PROGRESO | GOLFO NORTE | TAMAULIPAS | GÃƒÂœÃƒÂ‰MEZ | VICTORIA-GUEMEZ | POZO | -99.0813 | 23.9679 | 2022 | 295 | 991 | 372 | 643 | 0.887 | 0.006 | 0.48 | 1.1 | 1.568 | 0.01 | 0.003 | 0.005 | 0.0005 | 0.005 | Regular
OCGNO3574 | POZO 25 COMAPA PLANTA TRATADORA | GOLFO NORTE | TAMAULIPAS | VICTORIA | VICTORIA-GUEMEZ | POZO | -99.0785 | 23.7598 | 2022 | 263 | 898 | 511 | 565 | 0.059 | 0.003 | 0.2 | 1.1 | 4.339 | 0.01 | 0.003 | 0.005 | 0.0005 | 0.005 | Regular
DLSAN2323 | POZO NO. 1 VENADO (NO. 598) | CUENCAS CENTRALES DEL NORTE | SAN LUIS POTOSÃƒÂ | VENADO | VILLA DE ARISTA | POZO | -101.1036 | 22.9333 | 2022 | 211 | 451 | 206 | 257 | 0.044 | 0.002 | 0.2 | 9 | 1.981 | 0.01 | 0.003 | 0.005 | 0.0005 | 0.005 | Good
DLSAN2327 | POZO BOCAS (NO. 35) | CUENCAS CENTRALES DEL NORTE | SAN LUIS POTOSÃƒÂ | SAN LUIS POTOSÃƒÂ | VILLA DE ARISTA | POZO | -101.0217 | 22.5159 | 2022 | 320 | 1276 | 335 | 822 | 0.079 | 0.002 | 0.56 | 1.1 | 3.975 | 0.01 | 0.003 | 0.005 | 0.0005 | 0.005 | Good
CAZEPA-1 | POZO SAN FERNANDO 1 | CUENCAS CENTRALES DEL NORTE | DURANGO | LERDO | VILLA JUAREZ | POZO | -103.5355 | 25.5097 | 2022 | 141.3 | 279 | 132 | 184.6 | 0.025 | 0.0015 | 0.52 | 1.1 | 0.317 | 0.01 | 0.003 | 0.005 | 0.0005 | 0.005 | Good
CAZEPA-2 | POZO SAN FERNANDO 2 | CUENCAS CENTRALES DEL NORTE | DURANGO | LERDO | VILLA JUAREZ | POZO | -103.5395 | 25.5095 | 2022 | 168.4 | 378 | 152 | 247.4 | 0.025 | 0.088 | 0.55 | 1.1 | 0.295 | 0.01 | 0.003 | 0.005 | 0.0005 | 0.005 | Good
CAZEPA-25 | POZO RAYMUNDO | CUENCAS CENTRALES DEL NORTE | DURANGO | LERDO | VILLA JUAREZ | POZO | -103.5405 | 25.5117 | 2022 | 170.2 | 372 | 162 | 242.8 | 0.025 | 0.003 | 0.48 | 1.1 | 0.44 | 0.01 | 0.003 | 0.005 | 0.0005 | 0.005 | Good
CAZEPA-3 | POZO SAN FERNANDO 3 | CUENCAS CENTRALES DEL NORTE | DURANGO | LERDO | VILLA JUAREZ | POZO | -103.5369 | 25.5095 | 2022 | 203.4 | 540 | 220 | 384.4 | 0.051 | 0.003 | 0.47 | 1.1 | 1.748 | 0.016 | 0.003 | 0.005 | 0.0005 | 0.005 | Good
CAZEPA-4 | POZO SAN FERNANDO 4 | CUENCAS CENTRALES DEL NORTE | DURANGO | LERDO | VILLA JUAREZ | POZO | -103.5375 | 25.5078 | 2022 | 206.8 | 551 | 216 | 387.8 | 0.025 | 0.049 | 0.52 | 1.1 | 1.058 | 0.013 | 0.003 | 0.005 | 0.0005 | 0.005 | Good
CAZEPA-5 | POZO SAN FERNANDO 5 | CUENCAS CENTRALES DEL NORTE | DURANGO | LERDO | VILLA JUAREZ | POZO | -103.5385 | 25.5093 | 2022 | 207.9 | 546 | 226 | 395.2 | 0.025 | 0.009 | 0.46 | 1.1 | 0.891 | 0.015 | 0.003 | 0.005 | 0.0005 | 0.005 | Good
CAZEPA-7 | POZO SAN FERNANDO 7 | CUENCAS CENTRALES DEL NORTE | DURANGO | LERDO | VILLA JUAREZ | POZO | -103.5371 | 25.5086 | 2022 | 203.4 | 532 | 220 | 378.8 | 0.025 | 0.0015 | 0.46 | 1.1 | 1.21 | 0.011 | 0.003 | 0.005 | 0.0005 | 0.005 | Good
OCCCN5245M1 | POZO 4101 SAN FERNANDO | CUENCAS CENTRALES DEL NORTE | DURANGO | LERDO | VILLA JUAREZ | POZO | -103.536 | 25.5096 | 2022 | 171.8 | 391 | 160 | 264.4 | 0.025 | 0.0015 | 0.51 | 1.1 | 0.55 | 0.01 | 0.003 | 0.005 | 0.0005 | 0.005 | Good
DLBAJ183 | LAGUNEROS 2 | PENÃƒÂNSULA DE BAJA CALIFORNIA | BAJA CALIFORNIA SUR | MULEGÃƒÂ‰ | VIZCAINO | POZO | -113.6787 | 27.8218 | 2022 | 141.8 | 824 | 274.2 | 630.4 | 0.19 | 0.0015 | 0.31 | 1.1 | 1.57 | 0.01 | 0.003 | 0.037 | 0.0005 | 0.005 | Good
DLBAJ184 | DIAZ ORDAZ 2. 2A. ETAPA | PENÃƒÂNSULA DE BAJA CALIFORNIA | BAJA CALIFORNIA SUR | MULEGÃƒÂ‰ | VIZCAINO | POZO | -113.4545 | 27.7335 | 2022 | 151 | 720 | 78.9 | 420.4 | 0.025 | 0.0015 | 0.76 | 1.1 | 3.752 | 0.01 | 0.003 | 0.04 | 0.0005 | 0.005 | Good
DLBAJ186 | E. ZAPATA 1 | PENÃƒÂNSULA DE BAJA CALIFORNIA | BAJA CALIFORNIA SUR | MULEGÃƒÂ‰ | VIZCAINO | POZO | -113.3826 | 27.5469 | 2022 | 187.7 | 2311 | 731.2 | 1566.7 | 0.272 | 0.007 | 0.27 | 171 | 11.458 | 0.01 | 0.003 | 0.042 | 0.0005 | 0.005 | Poor
DLMIC1603 | SAPAZ 1 | LERMA SANTIAGO PACÃƒÂFICO | MICHOACÃƒÂN DE OCAMPO | ZAMORA | ZAMORA | POZO | -102.2788 | 19.9832 | 2022 | 200.8 | 467 | 99.3 | 275.4 | 0.03 | 0.113 | 0.29 | 1.1 | 0.06 | 0.01 | 0.003 | 0.005 | 0.0005 | 0.005 | Good
DLHID1510 | POZO ZIMAPAN 1 | GOLFO NORTE | HIDALGO | ZIMAPÃƒÂN | ZIMAPAN | POZO | -99.3773 | 20.7425 | 2022 | 214.2 | 566 | 259.6 | 332.4 | 0.113 | 0.019 | 0.63 | 1.1 | 0.532 | 0.479 | 0.003 | 0.005 | 0.0005 | 0.005 | Poor
DLHID1511 | POZO ZIMAPAN 2 | GOLFO NORTE | HIDALGO | ZIMAPÃƒÂN | ZIMAPAN | POZO | -99.3785 | 20.7408 | 2022 | 156.2 | 447 | 184.3 | 246 | 0.105 | 0.003 | 0.2 | 210 | 2.169 | 0.078 | 0.003 | 0.007 | 0.0005 | 0.005 | Poor

## Table S7
Table S7. Report generated by the AQuA-P software for lentic waters sampled by CONAGUA in 2022, that includes three sections: the metadata, the contaminant parameters, and the water quality classification for each sample.
KEY | SITE | BASIN | STATE | MUNICIPALITY | AQUIFER | WATER BODY | TYPE | SUBTYPE | LONGITUDE | LATITUDE | PERIOD | TSS | FC | ECOLI | ODs% | ODm% | ODb% | BOD5 | COD | TD48s | TD48b | TF15s | TF15b | Water quality classification | Water quality classification hybrid
DLAGU13 | PRESA PRESIDENTE CALLES 100M AGUAS ARRIBA DE LA CORTINA | LERMA SANTIAGO PACÃƒÂFICO | AGUASCALIENTES | SAN JOSÃƒÂ‰ DE GRACIA | PRESA CALLES | PRESA PRESIDENTE CALLES | LÃƒÂ‰NTICO (HUMEDAL) | PRESA | -102.4186 | 22.1416 | 2022 | 21.2 | 288 | 41 | 114.9 | 56.6 | 23.3 | 2 | 10 | 1 | 1 | 1 | 1 | Regular
DLCOA437 | CORTINA PRESA VENUSTIANO CARRANZA | RÃƒÂO BRAVO | COAHUILA DE ZARAGOZA | PROGRESO | RÃƒÂO SALADO | PRESA VENUSTIANO CARRANZA | LÃƒÂ‰NTICO (HUMEDAL) | PRESA | -100.6149 | 27.5092 | 2022 | 19 | 2400 | 2400 | 54 | 40 | 36 | 2.13 | 27.96 | 1 | 1 | 1 | 1 | Regular
DLCOA487 | CORTINA PRESA LA AMISTAD | RÃƒÂO BRAVO | COAHUILA DE ZARAGOZA | ACUÃƒÂ‘A | RÃƒÂO BRAVO 5 | INTERNACIONAL LA AMISTAD | LÃƒÂ‰NTICO (HUMEDAL) | PRESA | -101.0633 | 29.4522 | 2022 | 10 | 435 | 3 | 96.7 | 91.6 | 71.5 | 2 | 10 | 1 | 1 | 1 | 1 | Good
DLCOA490 | PRESA INTERNACIONAL LA AMISTAD 5 | RÃƒÂO BRAVO | COAHUILA DE ZARAGOZA | ACUÃƒÂ‘A | RÃƒÂO BRAVO 5 | PRESA INTERNACIONAL LA AMISTAD | LÃƒÂ‰NTICO (HUMEDAL) | PRESA | -101.2526 | 29.5194 | 2022 | 25.2 | 384 | 3 | 103.5 | 94.2 | 80.4 | 2 | 10 | 1 | 1 | 1 | 1 | Good
DLEST893 | PRESA VILLA VICTORIA 1 | BALSAS | MÃƒÂ‰XICO | VILLA VICTORIA | RÃƒÂO CUTZAMALA | PRESA VILLA VICTORIA | LÃƒÂ‰NTICO (HUMEDAL) | PRESA | -100.0547 | 19.4616 | 2022 | 16 | 460 | 240 | 62.4 | 38.7 | 24.5 | 20.82 | 38.4 | 1 | 1 | 1 | 1 | Regular
DLEST906 | CORTINA PRESA VALLE DE BRAVO | BALSAS | MÃƒÂ‰XICO | VALLE DE BRAVO | RÃƒÂO CUTZAMALA | PRESA VALLE DE BRAVO | LÃƒÂ‰NTICO (HUMEDAL) | PRESA | -100.1801 | 19.2078 | 2022 | 20 | 2400 | 460 | 49.1 | 29.3 | 13.7 | 21.9 | 35.04 | 1 | 1 | 1 | 1 | Regular
DLGUE1347 | PRESA EL CARACOL 2 | BALSAS | GUERRERO | APAXTLA | RÃƒÂO MEDIO BALSAS | PRESA EL CARACOL | LÃƒÂ‰NTICO (HUMEDAL) | PRESA | -99.9908 | 17.9504 | 2022 | 10 | 3 | 3 | 85.7 | 53.4 | 34.5 | 2 | 28.29 | 1 | 1 | 1 | 1 | Good
DLHID1492 | PRESA ZIMAPAN 3 | GOLFO NORTE | HIDALGO | ZIMAPÃƒÂN | EMBALSE ZIMAPÃƒÂN | PRESA ZIMAPAN | LÃƒÂ‰NTICO | PRESA | -99.5012 | 20.6619 | 2022 | 10 | 23 | 23 | 148.1 | 86.3 | 10.2 | 27.9 | 34.75 | 1 | 1 | 1 | 1 | Regular
DLHID1493 | PRESA ZIMAPAN 4 | GOLFO NORTE | HIDALGO | ZIMAPÃƒÂN | EMBALSE ZIMAPÃƒÂN | PRESA ZIMAPAN | LÃƒÂ‰NTICO | PRESA | -99.4788 | 20.6349 | 2022 | 12 | 210 | 120 | 112.4 | 62.5 | 10 | 19.98 | 26.66 | 1 | 1 | 1 | 1 | Regular
DLMIC1555 | PRESA LA VILLITA 2 | BALSAS | MICHOACÃƒÂN DE OCAMPO | LÃƒÂZARO CÃƒÂRDENAS | RÃƒÂO BAJO BALSAS | PRESA LA VILLITA | LÃƒÂ‰NTICO (HUMEDAL) | PRESA | -102.1813 | 18.0487 | 2022 | 10 | 3 | 3 | 67.9 | 62.7 | 57.1 | 2 | 29.13 | 1 | 1 | 1 | 1 | Good
DLMIC1560M1 | PRESA LA VILLITA CENTRO | BALSAS | MICHOACÃƒÂN DE OCAMPO | LÃƒÂZARO CÃƒÂRDENAS | RÃƒÂO BAJO BALSAS | PRESA LA VILLITA | LÃƒÂ‰NTICO (HUMEDAL) | PRESA | -102.1815 | 18.0548 | 2022 | 10 | 3 | 3 | 60.4 | 57.8 | 47.4 | 2 | 30.38 | 1 | 1 | 1 | 1 | Good
DLMIC1562W1 | RIO BALSAS 12 BIS | BALSAS | MICHOACÃƒÂN DE OCAMPO | LAZARO CARDENAS | RÃƒÂO BAJO BALSAS | PRESA LA VILLITA | LÃƒÂ‰NTICO | PRESA | -102.1706 | 18.1369 | 2022 | 10 | 230 | 3 | 63.4 | 56.9 | 51.8 | 2 | 31.63 | 1 | 1 | 1 | 1 | Good
DLMIC1565 | PRESA LA VILLITA 5 | BALSAS | MICHOACÃƒÂN DE OCAMPO | LÃƒÂZARO CÃƒÂRDENAS | RÃƒÂO BAJO BALSAS | PRESA LA VILLITA | LÃƒÂ‰NTICO | PRESA | -102.1572 | 18.1672 | 2022 | 10 | 40 | 3 | 68.2 | 62.8 | 52.5 | 2 | 25.79 | 1 | 1 | 1 | 1 | Good
DLMIC1577 | PRESA INFIERNILLO 7 | BALSAS | GUERRERO | COAHUAYUTLA DE JOSÃƒÂ‰ MARÃƒÂA IZAZAGA | RÃƒÂO BAJO BALSAS | PRESA INFIERNILLO | LÃƒÂ‰NTICO (HUMEDAL) | PRESA | -101.8515 | 18.2566 | 2022 | 10 | 140 | 90 | 80.7 | 77.2 | 19.4 | 2 | 31.21 | 1 | 1 | 1 | 1 | Regular
DLMIC1580 | PRESA INFIERNILLO 1 | BALSAS | MICHOACÃƒÂN DE OCAMPO | ARTEAGA | RÃƒÂO BAJO BALSAS | PRESA INFIERNILLO | LÃƒÂ‰NTICO (HUMEDAL) | PRESA | -101.8911 | 18.4198 | 2022 | 10 | 3 | 3 | 87.2 | 84.8 | 31.5 | 2 | 33.29 | 1 | 1 | 1 | 1 | Good
DLMIC1581 | PRESA INFIERNILLO 4 | BALSAS | MICHOACÃƒÂN DE OCAMPO | ARTEAGA | RÃƒÂO BAJO BALSAS | PRESA INFIERNILLO | LÃƒÂ‰NTICO (HUMEDAL) | PRESA | -101.911 | 18.4337 | 2022 | 10 | 3 | 3 | 83.8 | 79.3 | 36.7 | 2 | 29.96 | 1 | 1 | 1 | 1 | Good
DLMIC1709 | LAGO ZIRAHUEN CENTRO | BALSAS | MICHOACÃƒÂN DE OCAMPO | SALVADOR ESCALANTE | RÃƒÂO ZIRAHUÃƒÂ‰N | LAGO ZIRAHUEN | LÃƒÂ‰NTICO (HUMEDAL) | LAGO | -101.7439 | 19.4339 | 2022 | 10 | 3 | 3 | 98.1 | 85.8 | 68.7 | 2 | 10 | 1 | 1 | 1 | 1 | Good
DLMIC1776 | PRESA EL BOSQUE 2 | BALSAS | MICHOACÃƒÂN DE OCAMPO | ZITÃƒÂCUARO | RÃƒÂO CUTZAMALA | PRESA EL BOSQUE | LÃƒÂ‰NTICO (HUMEDAL) | PRESA | -100.4132 | 19.393 | 2022 | 17.6 | 3654 | 1137 | 83.5 | 36.8 | 31.8 | 9.52 | 12.72 | 1 | 1 | 1 | 1 | Regular
DLNAY1834 | PASO DE LA YESCA | LERMA SANTIAGO PACÃƒÂFICO | NAYARIT | LA YESCA | RÃƒÂO SANTIAGO 4 | PRESA LA YESCA | LÃƒÂ‰NTICO | PRESA | -104.0806 | 21.1876 | 2022 | 14.35 | 196.5 | 3 | 159.4 | 36.9 | 26.05 | 5.43 | 30.755 | 1 | 1 | 1 | 1 | Regular
DLNAY1836 | PRESA EL CAJON 5 | LERMA SANTIAGO PACÃƒÂFICO | NAYARIT | SANTA MARÃƒÂA DEL ORO | RÃƒÂO SANTIAGO 4 | PRESA EL CAJON | LÃƒÂ‰NTICO | PRESA | -104.4224 | 21.4093 | 2022 | 20.3 | 20 | 3 | 163.5 | 34.4 | 23.8 | 9.4 | 24.24 | 1 | 1 | 1.04 | 1 | Regular
DLNAY1840 | PRESA EL CAJON 4 | LERMA SANTIAGO PACÃƒÂFICO | NAYARIT | LA YESCA | RÃƒÂO SANTIAGO 4 | PRESA EL CAJON | LÃƒÂ‰NTICO | PRESA | -104.4324 | 21.4323 | 2022 | 11.2 | 10 | 3 | 114.5 | 35.1 | 34.1 | 10.9 | 12.54 | 1 | 1 | 1 | 1 | Good
DLNAY1860 | PRESA SOLIDARIDAD 1(P.H. AGUAMILPA 1 CORTINA) | LERMA SANTIAGO PACÃƒÂFICO | NAYARIT | DEL NAYAR | RÃƒÂO SANTIAGO 5 | PRESA SOLIDARIDAD | LÃƒÂ‰NTICO (HUMEDAL) | PRESA | -104.7914 | 21.8406 | 2022 | 10 | 218 | 3 | 83 | 74 | 48.3 | 7.2 | 10 | 1 | 1 | 1 | 1 | Good
DLNAY1861 | PRESA SOLIDARIDAD 2 (P.H. AGUAMILPA 2) | LERMA SANTIAGO PACÃƒÂFICO | NAYARIT | DEL NAYAR | RÃƒÂO SANTIAGO 5 | PRESA SOLIDARIDAD | LÃƒÂ‰NTICO (HUMEDAL) | PRESA | -104.7501 | 21.8722 | 2022 | 10 | 384 | 20 | 76 | 58.8 | 49 | 2 | 10 | 1 | 1 | 1 | 1 | Good
DLNAY1862 | PRESA SOLIDARIDAD 5 (P.H. AGUAMILPA 5) | LERMA SANTIAGO PACÃƒÂFICO | NAYARIT | DEL NAYAR | RÃƒÂO SANTIAGO 5 | PRESA SOLIDARIDAD | LÃƒÂ‰NTICO (HUMEDAL) | PRESA | -104.7516 | 21.8779 | 2022 | 10 | 529 | 3 | 83.6 | 63 | 58.6 | 2 | 10 | 1 | 1 | 1 | 1 | Good
DLNAY1863 | PRESA SOLIDARIDAD 3 (P.H. AGUAMILPA 3) | LERMA SANTIAGO PACÃƒÂFICO | NAYARIT | DEL NAYAR | RÃƒÂO SANTIAGO 5 | PRESA SOLIDARIDAD | LÃƒÂ‰NTICO (HUMEDAL) | PRESA | -104.7568 | 21.8869 | 2022 | 10 | 189 | 10 | 91.5 | 67.5 | 59.8 | 2 | 10 | 1 | 1 | 1 | 1 | Good
DLNAY1864 | PRESA SOLIDARIDAD 4 (P.H. AGUAMILPA 4) | LERMA SANTIAGO PACÃƒÂFICO | NAYARIT | DEL NAYAR | RÃƒÂO SANTIAGO 5 | PRESA SOLIDARIDAD | LÃƒÂ‰NTICO (HUMEDAL) | PRESA | -104.7436 | 21.8508 | 2022 | 10 | 1430 | 10 | 66.4 | 57.6 | 44.6 | 2 | 72.03 | 1 | 1 | 1 | 1 | Poor
DLNAY1865 | PRESA SOLIDARIDAD 6 (P.H. AGUAMILPA 6 LAS ADJUNTAS) | LERMA SANTIAGO PACÃƒÂFICO | NAYARIT | DEL NAYAR | RÃƒÂO SANTIAGO 5 | PRESA SOLIDARIDAD | LÃƒÂ‰NTICO (HUMEDAL) | PRESA | -104.7175 | 21.8379 | 2022 | 14.6 | 110 | 3 | 70.8 | 50.2 | 44.7 | 2 | 10 | 1 | 1 | 1 | 1 | Good
DLNAY1866 | PRESA SOLIDARIDAD 7 (P.H. AGUAMILPA 7 DESEMBOCADURA DEL RIO HUAYNAMOTA) | LERMA SANTIAGO PACÃƒÂFICO | NAYARIT | DEL NAYAR | RÃƒÂO SANTIAGO 5 | PRESA SOLIDARIDAD | LÃƒÂ‰NTICO (HUMEDAL) | PRESA | -104.7125 | 21.8517 | 2022 | 10 | 520 | 3 | 72.4 | 55.4 | 33.5 | 2 | 10.97 | 1 | 1 | 1 | 1 | Good
DLNAY1922 | LAGUNA DE SANTA MARIA DEL ORO 1 (RESTAURANT LA MATA) | LERMA SANTIAGO PACÃƒÂFICO | NAYARIT | SANTA MARÃƒÂA DEL ORO | RÃƒÂO SANTIAGO 5 | LAGUNA | LÃƒÂ‰NTICO (HUMEDAL) | LAGO | -104.5704 | 21.3628 | 2022 | 10 | 161 | 3 | 127.9 | 33.2 | 25 | 2 | 10 | 1 | 1 | 1 | 1 | Regular
DLNAY1925 | LAGUNA DE SANTA MARIA DEL ORO 2 A LA ALTURA DEL RESTAURANT EL DESAGUE | LERMA SANTIAGO PACÃƒÂFICO | NAYARIT | SANTA MARÃƒÂA DEL ORO | RÃƒÂO SANTIAGO 5 | LAGUNA | LÃƒÂ‰NTICO (HUMEDAL) | LAGO | -104.5611 | 21.373 | 2022 | 10 | 199 | 3 | 122.7 | 36.4 | 24.9 | 6.76 | 10 | 1 | 1 | 1 | 1.48 | Regular
DLPUE2068 | PRESA MANUEL AVILA CAMACHO 6 | BALSAS | PUEBLA | PUEBLA | RÃƒÂO ALTO ATOYAC | PRESA MANUEL AVILA CAMACHO | LÃƒÂ‰NTICO (HUMEDAL) | PRESA | -98.1667 | 18.9043 | 2022 | 21 | 24000 | 24000 | 10 | 10 | 10 | 22.67 | 73.71 | 1 | 1 | 1 | 1 | Poor
DLQUE2134 | PRESA ZIMAPAN 2 | GOLFO NORTE | QUERÃƒÂ‰TARO ARTEAGA | CADEREYTA DE MONTES | EMBALSE ZIMAPÃƒÂN | PRESA ZIMAPAN | LÃƒÂ‰NTICO | PRESA | -99.5663 | 20.6415 | 2022 | 82 | 43 | 15 | 168.9 | 84.1 | 10 | 22.5 | 32.37 | 1 | 1 | 1 | 1 | Regular
DLSAN2292 | PRESA LA MUÃƒÂ‘ECA (OBRA DE TOMA) | GOLFO NORTE | SAN LUIS POTOSÃƒÂ | TIERRA NUEVA | RÃƒÂO SANTA MARÃƒÂA 1 | PRESA LA MUÃƒÂ‘ECA | LÃƒÂ‰NTICO | PRESA | -100.5466 | 21.6257 | 2022 | 10 | 2400 | 1100 | 78 | 71 | 68 | 2 | 14.49 | 1 | 1 | 1 | 1 | Regular
DLSAN2314 | PRESA SAN JOSE 1 | CUENCAS CENTRALES DEL NORTE | SAN LUIS POTOSÃƒÂ | SAN LUIS POTOSÃƒÂ | PRESA SAN JOSÃƒÂ‰-LOS PILARES Y OTRAS | PRESA SAN JOSÃƒÂ‰ | LÃƒÂ‰NTICO | PRESA | -101.055 | 22.1492 | 2022 | 10 | 1100 | 20 | 64 | 57 | 48 | 5.53 | 51.15 | 1 | 1 | 1 | 1 | Poor
DLSAN2315 | PRESA EL POTOSINO 1 | CUENCAS CENTRALES DEL NORTE | SAN LUIS POTOSÃƒÂ | SAN LUIS POTOSÃƒÂ | PRESA SAN JOSÃƒÂ‰-LOS PILARES Y OTRAS | PRESA EL POTOSINO | LÃƒÂ‰NTICO | PRESA | -101.0779 | 22.0997 | 2022 | 10 | 2400 | 1100 | 88 | 79 | 67 | 2 | 37.47 | 1 | 1 | 1 | 1 | Regular
OCAVM2768 | PRESA MADIN 1 | AGUAS DEL VALLE DE MÃƒÂ‰XICO | MÃƒÂ‰XICO | ATIZAPÃƒÂN DE ZARAGOZA | CIUDAD DE MÃƒÂ‰XICO | PRESA MADIN | LÃƒÂ‰NTICO | PRESA | -99.2675 | 19.5324 | 2022 | 11.5 | 3505.5 | 2440.5 | 73 | 14.3 | 10 | 10.355 | 30 | 1 | 1 | 1 | 1 | Regular
OCAVM2769 | PRESA MADIN 2 | AGUAS DEL VALLE DE MÃƒÂ‰XICO | MÃƒÂ‰XICO | NAUCALPAN DE JUÃƒÂREZ | CIUDAD DE MÃƒÂ‰XICO | PRESA MADIN | LÃƒÂ‰NTICO | PRESA | -99.264 | 19.5282 | 2022 | 17.5 | 3937.5 | 2072 | 57 | 36.8 | 10.8 | 7.01 | 17.97 | 1 | 1 | 1 | 1 | Regular
OCBAL2836 | TEQUESQUITENGO (AL CENTRO LAG) | BALSAS | MORELOS | JOJUTLA | RÃƒÂO AMACUZAC | LAGO DE TEQUESQUITENGO | LÃƒÂ‰NTICO (HUMEDAL) | LAGO | -99.2716 | 18.6264 | 2022 | 10.5 | 23 | 3.5 | 117.9 | 60.5 | 10 | 5.36 | 23.45 | 1 | 1 | 1 | 1 | Regular
OCBAL2837 | LAGO DE TEQUESQUITENGO - 3 | BALSAS | MORELOS | JOJUTLA | RÃƒÂO AMACUZAC | LAGO DE TEQUESQUITENGO | LÃƒÂ‰NTICO (HUMEDAL) | LAGO | -99.2621 | 18.6126 | 2022 | 10 | 75 | 11.5 | 120.7 | 62.2 | 10 | 6.02 | 23.925 | 1 | 1 | 1 | 1 | Regular
OCBAL2838 | LAGO DE TEQUESQUITENGO - 2 | BALSAS | MORELOS | JOJUTLA | RÃƒÂO AMACUZAC | LAGO DE TEQUESQUITENGO | LÃƒÂ‰NTICO (HUMEDAL) | LAGO | -99.2609 | 18.6027 | 2022 | 10 | 9 | 7.5 | 116.5 | 112.4 | 98.8 | 7.94 | 24.64 | 1 | 1 | 1 | 1 | Good
OCBAL2839 | LAGO DE TEQUESQUITENGO - SALIDA | BALSAS | MORELOS | JOJUTLA | RÃƒÂO AMACUZAC | LAGO DE TEQUESQUITENGO | LÃƒÂ‰NTICO (HUMEDAL) | LAGO | -99.2817 | 18.6183 | 2022 | 10 | 23 | 15 | 119.4 | 62.9 | 10 | 5.42 | 20.355 | 1 | 1 | 1 | 1 | Regular
OCBAL2840 | LAGO DE TEQUESQUITENGO - 1 (NW) | BALSAS | MORELOS | JOJUTLA | RÃƒÂO AMACUZAC | LAGO DE TEQUESQUITENGO | LÃƒÂ‰NTICO (HUMEDAL) | LAGO | -99.2703 | 18.6337 | 2022 | 10 | 23 | 6.5 | 117.9 | 52.5 | 10 | 5.06 | 29.405 | 1 | 1 | 1 | 1 | Regular
OCFSU0001RNL21 | PRESA MALPASO NO 1 CHIAPASÃ‚Â | FRONTERA SUR | CHIAPAS | TECPATAN | RÃƒÂO GRIJALVA - TUXTLA GUTIÃƒÂ‰RREZ | PRESA MALPASO | LÃƒÂ‰NTICO | PRESA | -93.5191 | 17.144 | 2022 | 10 | 93 | 93 | 101.9 | 60.2 | 37.3 | 11.28 | 20.3 | 1 | 1 | 1 | 1 | Good
OCFSU2949 | PARQUE NACIONAL LAGUNAS DE MONTEBELLO 8 | FRONTERA SUR | CHIAPAS | LA TRINITARIA | COMITÃƒÂN | LAGUNAS DE MONTEBELLO | LÃƒÂ‰NTICO (HUMEDAL) | LAGO | -91.7739 | 16.1501 | 2022 | 20 | 3 | 3 | 103.4 | 10 | 10 | 27.9 | 37.44 | 1 | 1 | 1 | 1 | Regular
OCFSU2951 | PARQUE NACIONAL LAGUNAS DE MONTEBELLO 6 | FRONTERA SUR | CHIAPAS | LA TRINITARIA | COMITÃƒÂN | LAGUNAS DE MONTEBELLO | LÃƒÂ‰NTICO (HUMEDAL) | LAGO | -91.7584 | 16.1292 | 2022 | 34 | 7 | 7 | 92.2 | 18.1 | 10 | 29.28 | 37.92 | 1 | 1 | 1 | 1 | Regular
OCFSU2953 | PARQUE NACIONAL LAGUNAS DE MONTEBELLO 5 | FRONTERA SUR | CHIAPAS | LA TRINITARIA | COMITÃƒÂN | LAGUNAS DE MONTEBELLO | LÃƒÂ‰NTICO (HUMEDAL) | LAGO | -91.7291 | 16.1201 | 2022 | 26 | 43 | 15 | 125.3 | 19.1 | 10 | 28.14 | 31.68 | 1 | 1 | 1 | 1 | Regular
OCFSU2956 | PARQUE NACIONAL LAGUNAS DE MONTEBELLO 2 | FRONTERA SUR | CHIAPAS | LA TRINITARIA | LACANTÃƒÂšN | LAGUNAS DE MONTEBELLO | LÃƒÂ‰NTICO (HUMEDAL) | LAGO | -91.6752 | 16.0853 | 2022 | 14 | 3 | 3 | 89.6 | 54.9 | 38.2 | 14.34 | 29.76 | 1 | 1 | 1 | 1 | Good
OCFSU2957 | PARQUE NACIONAL LAGUNAS DE MONTEBELLO 1 | FRONTERA SUR | CHIAPAS | LA TRINITARIA | LACANTÃƒÂšN | LAGUNAS DE MONTEBELLO | LÃƒÂ‰NTICO (HUMEDAL) | LAGO | -91.6693 | 16.0866 | 2022 | 12 | 3 | 3 | 87.2 | 57.2 | 40.8 | 12.57 | 23.04 | 1 | 1 | 1 | 1 | Good
OCFSU2964 | PRESA LA ANGOSTURA 3 | FRONTERA SUR | CHIAPAS | LA CONCORDIA | PRESA LA ANGOSTURA | PRESA DR. BELISARIO DOMÃƒÂNGUEZ (LA ANGOSTURA) | LÃƒÂ‰NTICO (HUMEDAL) | PRESA | -92.561 | 16.1181 | 2022 | 10 | 3 | 3 | 88.4 | 48.6 | 14.7 | 10.62 | 21.9 | 1 | 1 | 1 | 1 | Regular
OCFSU2981 | PARQUE ECOLOGICO OSUMACINTA | FRONTERA SUR | CHIAPAS | OSUMACINTA | PRESA CHICOASÃƒÂ‰N | PRESA CHICOASEN | LÃƒÂ‰NTICO (HUMEDAL) | PRESA | -93.093 | 16.9347 | 2022 | 14 | 75 | 39 | 162 | 98.2 | 62.1 | 14.76 | 20.01 | 1 | 1 | 1 | 1 | Regular
OCFSU2982 | PRESA CHICOASEN 2 | FRONTERA SUR | CHIAPAS | OSUMACINTA | PRESA CHICOASÃƒÂ‰N | PRESA CHICOASEN | LÃƒÂ‰NTICO (HUMEDAL) | PRESA | -93.0919 | 16.9021 | 2022 | 12 | 15 | 15 | 132.3 | 86.1 | 57.8 | 16.29 | 22.45 | 1 | 1 | 1 | 1 | Regular
OCFSU2983 | C.H. CHICOASEN AGUAS ARRIBA | FRONTERA SUR | CHIAPAS | OSUMACINTA | PRESA CHICOASÃƒÂ‰N | PRESA CHICOASEN | LÃƒÂ‰NTICO (HUMEDAL) | PRESA | -93.0978 | 16.9251 | 2022 | 16 | 28 | 20 | 144.3 | 93.1 | 60.2 | 19.92 | 26.35 | 1 | 1 | 1 | 1 | Regular
OCFSU2984 | PARQUE ECOLOGICO AMIKUU | FRONTERA SUR | CHIAPAS | OSUMACINTA | PRESA CHICOASÃƒÂ‰N | PRESA CHICOASEN | LÃƒÂ‰NTICO (HUMEDAL) | PRESA | -93.1042 | 16.8856 | 2022 | 12 | 23 | 9 | 140.7 | 92.4 | 63.9 | 15.21 | 27.61 | 1 | 1 | 1 | 1 | Regular
OCFSU2985 | FALLA MUÃƒÂ‘IZ | FRONTERA SUR | CHIAPAS | OSUMACINTA | PRESA CHICOASÃƒÂ‰N | PRESA CHICOASEN | LÃƒÂ‰NTICO (HUMEDAL) | PRESA | -93.1147 | 16.8903 | 2022 | 12 | 23 | 23 | 135.9 | 92 | 62.2 | 22.32 | 29.51 | 1 | 1 | 1 | 1 | Regular
OCFSU2995 | C.H. CHICOASEN (FTE. A LA CORTINA) | FRONTERA SUR | CHIAPAS | OSUMACINTA | PRESA CHICOASÃƒÂ‰N | PRESA CHICOASEN | LÃƒÂ‰NTICO (HUMEDAL) | PRESA | -93.0996 | 16.9349 | 2022 | 12 | 460 | 43 | 144.7 | 92.6 | 61.1 | 54.12 | 73.2 | 1 | 1 | 1 | 1 | Poor
OCFSU2997 | DESCARGA RIO HONDO | FRONTERA SUR | CHIAPAS | OSUMACINTA | PRESA CHICOASÃƒÂ‰N | PRESA CHICOASEN | LÃƒÂ‰NTICO (HUMEDAL) | PRESA | -93.0566 | 16.8944 | 2022 | 10 | 43 | 43 | 133.3 | 79.4 | 60.6 | 20.7 | 28.79 | 1 | 1 | 1 | 1 | Regular
OCFSU3001 | C.H. NETZAHUALCOYOTL A.A. APICPAC | FRONTERA SUR | CHIAPAS | TECPATÃƒÂN | PRESA NEZAHUALCÃƒÂ“YOTL | PRESA NETZAHUALCOYOTL | LÃƒÂ‰NTICO (HUMEDAL) | PRESA | -93.4528 | 17.0632 | 2022 | 10 | 11 | 7 | 110.7 | 90.1 | 67.4 | 11.52 | 20.3 | 1 | 1 | 1 | 1 | Good
OCFSU3002 | PRESA NEZAHUALCOYOTL 3 | FRONTERA SUR | CHIAPAS | TECPATÃƒÂN | PRESA NEZAHUALCÃƒÂ“YOTL | PRESA NETZAHUALCOYOTL | LÃƒÂ‰NTICO (HUMEDAL) | PRESA | -93.514 | 17.1227 | 2022 | 10 | 23 | 4 | 109.2 | 90.5 | 27.7 | 10.2 | 21.71 | 1 | 1 | 1 | 1 | Regular
OCFSU3003 | C.H.NETZAHUALCOYOTL A.M. A 12 KM DE CRIADERO DE PECES | FRONTERA SUR | CHIAPAS | TECPATÃƒÂN | PRESA NEZAHUALCÃƒÂ“YOTL | PRESA NETZAHUALCOYOTL | LÃƒÂ‰NTICO (HUMEDAL) | PRESA | -93.5359 | 17.1317 | 2022 | 12 | 43 | 43 | 112.8 | 68.4 | 30.2 | 16.2 | 25.02 | 1 | 1 | 1 | 1 | Good
OCFSU3005 | C.H.NETZAHUALCOYOTL FTE. A LA CORTINA | FRONTERA SUR | CHIAPAS | TECPATÃƒÂN | PRESA NEZAHUALCÃƒÂ“YOTL | PRESA NETZAHUALCOYOTL | LÃƒÂ‰NTICO (HUMEDAL) | PRESA | -93.6009 | 17.1736 | 2022 | 12 | 93 | 43 | 103.8 | 63.8 | 25 | 16.65 | 25.49 | 1 | 1 | 1 | 1 | Regular
OCFSU3007 | PRESA NEZAHUALCOYOTL 2 | FRONTERA SUR | CHIAPAS | TECPATÃƒÂN | PRESA NEZAHUALCÃƒÂ“YOTL | PRESA NETZAHUALCOYOTL | LÃƒÂ‰NTICO (HUMEDAL) | PRESA | -93.6761 | 17.1584 | 2022 | 10 | 4 | 3 | 89.4 | 58.4 | 17.8 | 11.46 | 22.18 | 1 | 1 | 1 | 1 | Regular
OCFSU3142 | PRESA PEÃƒÂ‘ITAS 1 | FRONTERA SUR | CHIAPAS | OSTUACÃƒÂN | PRESA PEÃƒÂ‘ITAS | PRESA PEÃƒÂ‘ITAS | LÃƒÂ‰NTICO (HUMEDAL) | PRESA | -93.4368 | 17.4269 | 2022 | 12 | 43 | 15 | 104.1 | 55.2 | 50.6 | 10.05 | 18.18 | 1 | 1 | 1 | 1 | Good
OCFSU6491 | PEÃƒÂ‘ITAS 4 | FRONTERA SUR | CHIAPAS | OSTUACAN | PRESA PEÃƒÂ‘ITAS | PRESA PEÃƒÂ‘ITAS | LÃƒÂ‰NTICO | PRESA | -93.4403 | 17.445 | 2022 | 12 | 23 | 4 | 55.4 | 46.1 | 32.8 | 11.4 | 20.33 | 1 | 1 | 1 | 1 | Good
OCFSU6492 | PEÃƒÂ‘ITAS 5 | FRONTERA SUR | CHIAPAS | OSTUACAN | PRESA PEÃƒÂ‘ITAS | PRESA PEÃƒÂ‘ITAS | LÃƒÂ‰NTICO | PRESA | -93.4481 | 17.4353 | 2022 | 12 | 93 | 43 | 93.9 | 58.4 | 32.8 | 13.83 | 26.62 | 1 | 1 | 1 | 1 | Good
OCFSU6493 | PEÃƒÂ‘ITAS 6 | FRONTERA SUR | CHIAPAS | OSTUACAN | PRESA PEÃƒÂ‘ITAS | PRESA PEÃƒÂ‘ITAS | LÃƒÂ‰NTICO | PRESA | -93.4586 | 17.4285 | 2022 | 12 | 150 | 20 | 104.1 | 58.9 | 33.7 | 9.84 | 19.36 | 1 | 1 | 1 | 1 | Good
OCFSU6494 | MALPASO 1 | FRONTERA SUR | CHIAPAS | TECPATAN | PRESA NEZAHUALCÃƒÂ“YOTL | PRESA NEZAHUALCÃƒÂ“YOTL | LÃƒÂ‰NTICO | PRESA | -93.5994 | 17.1747 | 2022 | 10 | 75 | 75 | 100.1 | 61.7 | 24.6 | 15.06 | 24.54 | 1 | 1 | 1 | 1 | Regular
OCFSU6495 | MALPASO 2 | FRONTERA SUR | CHIAPAS | TECPATAN | PRESA NEZAHUALCÃƒÂ“YOTL | PRESA NEZAHUALCÃƒÂ“YOTL | LÃƒÂ‰NTICO | PRESA | -93.6004 | 17.1762 | 2022 | 10 | 93 | 21 | 129.3 | 67.1 | 36.3 | 20.04 | 29.26 | 1 | 1 | 1 | 1 | Good
OCFSU6496 | MALPASO 3 | FRONTERA SUR | CHIAPAS | TECPATAN | PRESA NEZAHUALCÃƒÂ“YOTL | PRESA NEZAHUALCÃƒÂ“YOTL | LÃƒÂ‰NTICO | PRESA | -93.5986 | 17.1765 | 2022 | 10 | 15 | 9 | 112 | 56.6 | 26.7 | 12.39 | 18.41 | 1 | 1 | 1 | 1 | Regular
OCFSU6497 | MALPASO 4 | FRONTERA SUR | CHIAPAS | TECPATAN | PRESA NEZAHUALCÃƒÂ“YOTL | PRESA NEZAHUALCÃƒÂ“YOTL | LÃƒÂ‰NTICO | PRESA | -93.5968 | 17.176 | 2022 | 10 | 23 | 23 | 115.7 | 67.1 | 24.5 | 9.72 | 17.94 | 1 | 1 | 1 | 1 | Regular
OCGCE3421 | TEMASCAL (VERTEDOR) | GOLFO CENTRO | OAXACA | SAN MIGUEL SOYALTEPEC | RÃƒÂO TONTO | PRESA TEMASCAL | LÃƒÂ‰NTICO | PRESA | -96.413 | 18.2298 | 2022 | 10 | 90 | 3 | 64 | 62 | 59.1 | 2 | 19.54 | 1 | 1 | 1 | 1 | Good
OCGCE3458 | CERRO DE ORO (VERTEDOR) | GOLFO CENTRO | OAXACA | SAN LUCAS OJITLÃƒÂN | RÃƒÂO SANTO DOMINGO | PRESA MIGUEL ALEMAN | LÃƒÂ‰NTICO (HUMEDAL) | PRESA | -96.2649 | 17.999 | 2022 | 10 | 110 | 3 | 124.2 | 123 | 60.7 | 2 | 10 | 1 | 1 | 1 | 1 | Good
OCLSP3723M1 | PRESA ING. ELIAS GONZALEZ CHAVEZ CORTINA | LERMA SANTIAGO PACÃƒÂFICO | JALISCO | ZAPOTLANEJO | RÃƒÂO SANTIAGO 1 | PRESA ING. ELIAS GONZALEZ CHAVEZ | LÃƒÂ‰NTICO (HUMEDAL) | PRESA | -102.9725 | 20.6806 | 2022 | 15.2 | 233 | 3 | 112.4 | 87.5 | 56.4 | 4.8 | 10 | 1 | 1 | 1 | 1 | Good
OCLSP3758M1 | PRESA SANTA ROSA IV | LERMA SANTIAGO PACÃƒÂFICO | JALISCO | AMATITÃƒÂN | PRESA SANTA ROSA | PRESA MANUEL M. DIEGUEZ | LÃƒÂ‰NTICO (HUMEDAL) | PRESA | -103.6556 | 20.9034 | 2022 | 753.85 | 122434.5 | 121344 | 32.85 | 39.7 | 28 | 17.65 | 156.14 | 1 | 1 | 1 | 1 | Poor
OCLSP3759M1 | PRESA SANTA ROSA III | LERMA SANTIAGO PACÃƒÂFICO | JALISCO | AMATITÃƒÂN | PRESA SANTA ROSA | PRESA MANUEL M. DIEGUEZ | LÃƒÂ‰NTICO (HUMEDAL) | PRESA | -103.6662 | 20.8957 | 2022 | 110.45 | 13221.5 | 12287.5 | 40 | 36.9 | 26.3 | 6.85 | 21.905 | 1 | 1 | 1 | 1 | Regular
OCLSP3760M1 | PRESA SANTA ROSA II | LERMA SANTIAGO PACÃƒÂFICO | JALISCO | AMATITÃƒÂN | PRESA SANTA ROSA | PRESA MANUEL M. DIEGUEZ | LÃƒÂ‰NTICO (HUMEDAL) | PRESA | -103.6815 | 20.8991 | 2022 | 25.5 | 13404.5 | 12252.5 | 62.8 | 46.7 | 34.6 | 8.53 | 14.71 | 1 | 1 | 1 | 1 | Regular
OCLSP3791M1 | LAGO DE CHAPALA, ESTACION LACUSTRE 05 | LERMA SANTIAGO PACÃƒÂFICO | JALISCO | TUXCUECA | RÃƒÂO LERMA 7 | LAGO DE CHAPALA | LÃƒÂ‰NTICO (HUMEDAL) | LAGO | -103.2356 | 20.2118 | 2022 | 41.7 | 1022 | 3 | 107.5 | 102.1 | 100.7 | 2 | 18.22 | 1 | 1 | 1 | 1 | Regular
OCLSP3798M1 | LAGO DE CHAPALA, ESTACION LACUSTRE 16 | LERMA SANTIAGO PACÃƒÂFICO | JALISCO | CHAPALA | RÃƒÂO LERMA 7 | LAGO DE CHAPALA | LÃƒÂ‰NTICO (HUMEDAL) | LAGO | -103.0468 | 20.3189 | 2022 | 40.4 | 135 | 3 | 124.3 | 116 | 108.9 | 2 | 10.76 | 1 | 1 | 1 | 1 | Good
OCLSP3800 | LAGO DE CHAPALA, ESTACION LACUSTRE 20 | LERMA SANTIAGO PACÃƒÂFICO | JALISCO | PONCITLÃƒÂN | RÃƒÂO LERMA 7 | LAGO DE CHAPALA | LÃƒÂ‰NTICO (HUMEDAL) | LAGO | -102.95 | 20.3 | 2022 | 15.1 | 2046 | 3 | 118.1 | 113.9 | 107.5 | 2 | 26.5 | 1 | 1 | 1 | 1 | Regular
OCLSP3801M1 | LAGO DE CHAPALA, ESTACION LACUSTRE 21 | LERMA SANTIAGO PACÃƒÂFICO | JALISCO | PONCITLÃƒÂN | RÃƒÂO LERMA 7 | LAGO DE CHAPALA | LÃƒÂ‰NTICO (HUMEDAL) | LAGO | -102.9739 | 20.2514 | 2022 | 14.6 | 1274 | 3 | 107.3 | 101.2 | 94.1 | 2 | 21.53 | 1 | 1 | 1 | 1 | Regular
OCLSP3843M1 | LAGO DE CHAPALA, ESTACION LACUSTRE 11 | LERMA SANTIAGO PACÃƒÂFICO | JALISCO | CHAPALA | RÃƒÂO LERMA 7 | LAGO DE CHAPALA | LÃƒÂ‰NTICO (HUMEDAL) | LAGO | -103.18 | 20.23 | 2022 | 26.9 | 1239 | 3 | 98.7 | 93.2 | 87.5 | 2 | 31.08 | 1 | 1 | 1 | 1 | Regular
OCLSP3852M1 | LAGO DE CHAPALA, ESTACION LACUSTRE 04 | LERMA SANTIAGO PACÃƒÂFICO | JALISCO | TUXCUECA | RÃƒÂO LERMA 7 | LAGO DE CHAPALA | LÃƒÂ‰NTICO (HUMEDAL) | LAGO | -103.2888 | 20.2122 | 2022 | 24.8 | 2247 | 3 | 94.8 | 94.5 | 89.4 | 2 | 21.53 | 1 | 1 | 1 | 1 | Regular
OCLSP3864 | PRESA LAS PIEDRAS ENTRADA | LERMA SANTIAGO PACÃƒÂFICO | JALISCO | EJUTLA | LAS PIEDRAS | PRESA BASILIO VADILLO | LÃƒÂ‰NTICO (HUMEDAL) | PRESA | -104.0267 | 19.9485 | 2022 | 40.9 | 146 | 3 | 103.3 | 89.9 | 83.5 | 2 | 11.08 | 1 | 1 | 1 | 1 | Good
OCLSP3960M1 | PRESA LA YESCA I | LERMA SANTIAGO PACÃƒÂFICO | JALISCO | HOSTOTIPAQUILLO | RÃƒÂO SANTIAGO 4 | PRESA LA YESCA | LÃƒÂ‰NTICO | PRESA | -104.0985 | 21.2003 | 2022 | 10 | 10.75 | 3 | 140.75 | 44.35 | 33.75 | 4.05 | 10 | 1 | 1 | 1.23 | 1 | Regular
OCLSP3961M1 | PRESA LA YESCA III | LERMA SANTIAGO PACÃƒÂFICO | JALISCO | HOSTOTIPAQUILLO | RÃƒÂO BOLAÃƒÂ‘OS 2 | PRESA LA YESCA | LÃƒÂ‰NTICO | PRESA | -104.0542 | 21.2013 | 2022 | 15.75 | 287.25 | 3 | 167.25 | 43.95 | 34.35 | 6.55 | 10 | 1 | 1 | 1 | 2.04 | Regular
OCLSP3962M1 | PRESA LA YESCA II | LERMA SANTIAGO PACÃƒÂFICO | JALISCO | HOSTOTIPAQUILLO | RÃƒÂO SANTIAGO 3 | PRESA LA YESCA | LÃƒÂ‰NTICO | PRESA | -104.0727 | 21.1801 | 2022 | 10 | 1094.25 | 3 | 149.05 | 45.1 | 32.4 | 6.71 | 10 | 1 | 1 | 1 | 2.67 | Regular
OCNOR4054 | PRESA EL NOVILLO 5 | NOROESTE | SONORA | SOYOPA | RÃƒÂO YAQUI 1 | PRESA EL NOVILLO | LÃƒÂ‰NTICO (HUMEDAL) | PRESA | -109.6482 | 28.9889 | 2022 | 15.6 | 161 | 3 | 117.9 | 44.7 | 28.8 | 2 | 28.98 | 1 | 1 | 1 | 1 | Regular
OCNOR4055 | PRESA EL NOVILLO 1 | NOROESTE | SONORA | SOYOPA | RÃƒÂO YAQUI 1 | PRESA EL NOVILLO | LÃƒÂ‰NTICO (HUMEDAL) | PRESA | -109.6658 | 29.0093 | 2022 | 34.1 | 75 | 3 | 143.2 | 43.4 | 35.7 | 2 | 10 | 1 | 1 | 1 | 1 | Regular
OCNOR4056 | PRESA EL NOVILLO 4 | NOROESTE | SONORA | SOYOPA | RÃƒÂO YAQUI 1 | PRESA EL NOVILLO | LÃƒÂ‰NTICO (HUMEDAL) | PRESA | -109.6554 | 29.0155 | 2022 | 20.8 | 249 | 3 | 129.1 | 59.5 | 38.4 | 2 | 19.87 | 1 | 1 | 1 | 1 | Good
OCNOR4057 | PRESA EL NOVILLO 2 | NOROESTE | SONORA | SAN PEDRO DE LA CUEVA | RÃƒÂO YAQUI 1 | PRESA EL NOVILLO | LÃƒÂ‰NTICO (HUMEDAL) | PRESA | -109.6645 | 29.0271 | 2022 | 20.8 | 733 | 3 | 144.7 | 65.8 | 35.1 | 2 | 16.56 | 1 | 1 | 1 | 1 | Regular
OCNOR4058 | PRESA EL NOVILLO 3 | NOROESTE | SONORA | SAN PEDRO DE LA CUEVA | RÃƒÂO YAQUI 1 | PRESA EL NOVILLO | LÃƒÂ‰NTICO (HUMEDAL) | PRESA | -109.663 | 29.0469 | 2022 | 20.3 | 256 | 3 | 129.5 | 62.9 | 40.1 | 3.24 | 15.73 | 1 | 1 | 1 | 1 | Good
OCNOR4148 | PRESA ALVARO OBREGON 3 | NOROESTE | SONORA | CAJEME | RÃƒÂO YAQUI 2 | PRESA ALVARO OBREGON | LÃƒÂ‰NTICO (HUMEDAL) | PRESA | -109.8773 | 27.8625 | 2022 | 22.7 | 218 | 3 | 135.2 | 39.6 | 31.4 | 2 | 10 | 1 | 1 | 1 | 1 | Regular
OCPNO4480 | PRESA SANALONA 4 | PACÃƒÂFICO NORTE | SINALOA | CULIACÃƒÂN | RÃƒÂO TAMAZULA | PRESA SINALOA | LÃƒÂ‰NTICO (HUMEDAL) | PRESA | -107.1225 | 24.8243 | 2022 | 86.4 | 2755 | 3 | 87.2 | 66.1 | 44.2 | 2 | 10 | 1 | 1 | 1 | 1 | Regular
OCPNO4482 | PRESA SANALONA 7 | PACÃƒÂFICO NORTE | SINALOA | CULIACÃƒÂN | RÃƒÂO TAMAZULA | PRESA SINALOA | LÃƒÂ‰NTICO (HUMEDAL) | PRESA | -107.1154 | 24.8235 | 2022 | 40.6 | 563 | 31 | 116.7 | 58.5 | 55.6 | 2 | 10 | 1 | 1 | 1 | 1 | Good
OCPNO4486 | PRESA ADOLFO LOPEZ MATEOS 3 | PACÃƒÂFICO NORTE | SINALOA | BADIRAGUATO | RÃƒÂO HUMAYA | PRESA ADOLFO LOPEZ MATEOS | LÃƒÂ‰NTICO (HUMEDAL) | PRESA | -107.3889 | 25.1028 | 2022 | 10 | 279 | 10 | 90.4 | 28.7 | 25.1 | 2.76 | 10 | 1 | 1 | 1 | 1 | Regular
OCPNO4487 | PRESA ADOLFO LOPEZ MATEOS 2 | PACÃƒÂFICO NORTE | SINALOA | BADIRAGUATO | RÃƒÂO HUMAYA | PRESA ADOLFO LOPEZ MATEOS | LÃƒÂ‰NTICO (HUMEDAL) | PRESA | -107.4 | 25.1681 | 2022 | 35 | 410 | 3 | 143.8 | 37.3 | 35.8 | 3.84 | 12.6 | 1 | 1 | 1 | 1 | Regular
OCPNO4489 | PRESA ADOLFO LOPEZ MATEOS 4 | PACÃƒÂFICO NORTE | SINALOA | BADIRAGUATO | RÃƒÂO HUMAYA | PRESA ADOLFO LOPEZ MATEOS | LÃƒÂ‰NTICO (HUMEDAL) | PRESA | -107.3942 | 25.1706 | 2022 | 13.8 | 471 | 10 | 154.6 | 109.3 | 23.8 | 17.5 | 21.84 | 1 | 1 | 1 | 1 | Regular
OCPNO4507M1 | PRESA LUIS DONALDO COLOSIO 1 | PACÃƒÂFICO NORTE | SINALOA | CHOIX | RÃƒÂO FUERTE 1 | PRESA LUIS DONALDO COLOSIO | LÃƒÂ‰NTICO (HUMEDAL) | PRESA | -108.3608 | 26.8922 | 2022 | 27.4 | 493 | 10 | 133.2 | 35.1 | 24.1 | 5.44 | 10 | 1 | 1 | 1 | 1 | Regular
OCPNO4532 | PRESA JOSEFA ORTIZ DE DOMINGUEZ 1 | PACÃƒÂFICO NORTE | SINALOA | EL FUERTE | RÃƒÂO FUERTE 2 | PRESA JOSEFA ORTIZ DE DOMINGUEZ | LÃƒÂ‰NTICO (HUMEDAL) | PRESA | -108.708 | 26.4342 | 2022 | 16.9 | 1467 | 31 | 125.4 | 83.8 | 33.2 | 2 | 10 | 1 | 1 | 1 | 1 | Regular
OCPNO4539 | PRESA MIGUEL HIDALGO Y COSTILLA 5 | PACÃƒÂFICO NORTE | SINALOA | EL FUERTE | RÃƒÂO FUERTE 2 | PRESA MIGUEL HIDALGO Y COSTILLA | LÃƒÂ‰NTICO (HUMEDAL) | PRESA | -108.5467 | 26.5408 | 2022 | 46 | 313 | 3 | 146.7 | 50.3 | 31.8 | 6.54 | 10.92 | 1 | 1 | 1 | 1 | Regular
OCPNO4540 | PRESA MIGUEL HIDALGO Y COSTILLA 3 | PACÃƒÂFICO NORTE | SINALOA | EL FUERTE | RÃƒÂO FUERTE 2 | PRESA MIGUEL HIDALGO Y COSTILLA | LÃƒÂ‰NTICO (HUMEDAL) | PRESA | -108.5657 | 26.5599 | 2022 | 40.9 | 249 | 3 | 147.7 | 40.8 | 32.4 | 4.34 | 10 | 1 | 1 | 1 | 1 | Regular
OCPNO4541 | PRESA MIGUEL HIDALGO Y COSTILLA 1 | PACÃƒÂFICO NORTE | SINALOA | EL FUERTE | RÃƒÂO FUERTE 2 | PRESA MIGUEL HIDALGO Y COSTILLA | LÃƒÂ‰NTICO (HUMEDAL) | PRESA | -108.5768 | 26.5433 | 2022 | 18.7 | 98 | 3 | 144.8 | 92.3 | 62.8 | 4.94 | 10 | 1 | 1 | 1 | 1 | Regular
OCPNO4543 | PRESA LUIS DONALDO COLOSIO 2 | PACÃƒÂFICO NORTE | SINALOA | CHOIX | RÃƒÂO FUERTE 1 | PRESA LUIS DONALDO COLOSIO | LÃƒÂ‰NTICO | PRESA | -108.3672 | 26.8453 | 2022 | 10 | 1464 | 3 | 141.2 | 30 | 21.5 | 4.92 | 10.92 | 1 | 1 | 1 | 1 | Regular
OCPNO4544 | PRESA LUIS DONALDO COLOSIO 3 | PACÃƒÂFICO NORTE | SINALOA | CHOIX | RÃƒÂO FUERTE 1 | PRESA LUIS DONALDO COLOSIO | LÃƒÂ‰NTICO (HUMEDAL) | PRESA | -108.3806 | 26.8904 | 2022 | 18.6 | 620 | 3 | 132.2 | 23.1 | 20.1 | 4.54 | 10.08 | 1 | 1 | 1 | 1 | Regular
OCPNO4580 | PRESA JOSE LOPEZ PORTILLO 1 | PACÃƒÂFICO NORTE | SINALOA | COSALÃƒÂ | RÃƒÂO SAN LORENZO 1 | PRESA JOSE LOPEZ PORTILLO | LÃƒÂ‰NTICO (HUMEDAL) | PRESA | -106.8058 | 24.5721 | 2022 | 11.5 | 63 | 3 | 113.8 | 39.8 | 25.7 | 2 | 10 | 1 | 1 | 1 | 1 | Regular
OCPNO4581 | PRESA JOSE LOPEZ PORTILLO 2 | PACÃƒÂFICO NORTE | SINALOA | COSALÃƒÂ | RÃƒÂO SAN LORENZO 1 | PRESA JOSE LOPEZ PORTILLO | LÃƒÂ‰NTICO (HUMEDAL) | PRESA | -106.7947 | 24.5854 | 2022 | 25.3 | 41 | 3 | 123.2 | 39.1 | 33 | 2 | 10 | 1 | 1 | 1 | 1 | Good
OCPNO4582 | PRESA JOSE LOPEZ PORTILLO 3 | PACÃƒÂFICO NORTE | SINALOA | COSALÃƒÂ | RÃƒÂO SAN LORENZO 1 | PRESA JOSE LOPEZ PORTILLO | LÃƒÂ‰NTICO (HUMEDAL) | PRESA | -106.7624 | 24.6086 | 2022 | 26.7 | 203 | 3 | 128.3 | 73.9 | 29.1 | 2 | 10 | 1 | 1 | 1 | 1 | Regular
OCPNO4583 | PRESA JOSE LOPEZ PORTILLO 4 | PACÃƒÂFICO NORTE | SINALOA | COSALÃƒÂ | RÃƒÂO SAN LORENZO 1 | PRESA JOSE LOPEZ PORTILLO | LÃƒÂ‰NTICO (HUMEDAL) | PRESA | -106.7478 | 24.5926 | 2022 | 26 | 203 | 3 | 134.7 | 63.7 | 29.1 | 2 | 10 | 1 | 1 | 1 | 1 | Regular
OCPNO4584 | PRESA JOSE LOPEZ PORTILLO 5 | PACÃƒÂFICO NORTE | SINALOA | COSALÃƒÂ | RÃƒÂO SAN LORENZO 1 | PRESA JOSE LOPEZ PORTILLO | LÃƒÂ‰NTICO (HUMEDAL) | PRESA | -106.7189 | 24.6285 | 2022 | 268.2 | 689 | 20 | 125.8 | 62.9 | 27.8 | 2 | 22.46 | 1 | 1 | 1 | 1 | Regular
OCPNO4589 | PRESA AURELIO BENASSINI VIZCAINO 3 | PACÃƒÂFICO NORTE | SINALOA | ELOTA | RÃƒÂO HABITAS | PRESA AURELIO BENASSINI VIZCAINO | LÃƒÂ‰NTICO (HUMEDAL) | PRESA | -106.6905 | 24.1466 | 2022 | 10 | 1050 | 3 | 103.3 | 46.3 | 44.4 | 2 | 10 | 1 | 1 | 1 | 1 | Regular
OCPNO4590 | PRESA AURELIO BENASSINI VIZCAINO 2 | PACÃƒÂFICO NORTE | SINALOA | ELOTA | RÃƒÂO HABITAS | PRESA AURELIO BENASSINI VIZCAINO | LÃƒÂ‰NTICO (HUMEDAL) | PRESA | -106.6851 | 24.1302 | 2022 | 12.2 | 960 | 3 | 99.6 | 88.8 | 40.1 | 2 | 10 | 1 | 1 | 1 | 1 | Good
OCPNO4591 | PRESA AURELIO BENASSINI VIZCAINO 1 | PACÃƒÂFICO NORTE | SINALOA | ELOTA | RÃƒÂO HABITAS | PRESA AURELIO BENASSINI VIZCAINO | LÃƒÂ‰NTICO (HUMEDAL) | PRESA | -106.7261 | 24.1336 | 2022 | 10 | 12033 | 3 | 95.9 | 77.3 | 53.1 | 2 | 10 | 1 | 1 | 1 | 1 | Regular
OCPNO4673 | PRESA GUSTAVO DIAZ ORDAZ 4 | PACÃƒÂFICO NORTE | SINALOA | SINALOA | RÃƒÂO SINALOA 1 | PRESA GUSTAVO DIAZ ORDAZ | LÃƒÂ‰NTICO (HUMEDAL) | PRESA | -107.8398 | 25.9521 | 2022 | 83.3 | 689 | 10 | 148.8 | 103.4 | 64.5 | 4.1 | 10 | 1 | 1 | 1 | 1 | Regular
OCPNO4674 | PRESA GUSTAVO DIAZ ORDAZ 2 | PACÃƒÂFICO NORTE | SINALOA | SINALOA | RÃƒÂO SINALOA 1 | PRESA GUSTAVO DIAZ ORDAZ | LÃƒÂ‰NTICO (HUMEDAL) | PRESA | -107.8685 | 25.9523 | 2022 | 101.8 | 1354 | 3 | 144.2 | 110 | 85.1 | 2 | 10 | 1 | 1 | 1 | 1 | Regular
OCPNO4675 | PRESA GUSTAVO DIAZ ORDAZ 1 | PACÃƒÂFICO NORTE | SINALOA | SINALOA | RÃƒÂO SINALOA 1 | PRESA GUSTAVO DIAZ ORDAZ | LÃƒÂ‰NTICO (HUMEDAL) | PRESA | -107.9119 | 25.8591 | 2022 | 42.1 | 41 | 3 | 147.7 | 46.5 | 28.3 | 2 | 11.65 | 1 | 1 | 1 | 1 | Regular
OCPSU4715 | PRESA BENITO JUAREZ 3 | PACÃƒÂFICO SUR | OAXACA | SANTA MARÃƒÂA JALAPA DEL MARQUÃƒÂ‰S | RÃƒÂO TEHUANTEPEC 1 | PRESA BENITO JUAREZ | LÃƒÂ‰NTICO (HUMEDAL) | PRESA | -95.4495 | 16.4791 | 2022 | 18.3 | 15531 | 3 | 89.6 | 64.9 | 54.8 | 10 | 20.9 | 1 | 1 | 1 | 1 | Regular
OCRBR5057M1 | CORTINA PRESA EL CUCHILLO | RÃƒÂO BRAVO | NUEVO LEÃƒÂ“N | CHINA | RÃƒÂO SAN JUAN 1 | PRESA EL CUCHILLO | LÃƒÂ‰NTICO | PRESA | -99.2789 | 25.7115 | 2022 | 16 | 2400 | 2400 | 92 | 71 | 65 | 3.1 | 35.92 | 1 | 1 | 1 | 1 | Regular
OCRBR5058M1 | OBRA DE TOMA PRESA EL CUCHILLO | RÃƒÂO BRAVO | NUEVO LEÃƒÂ“N | CHINA | RÃƒÂO SAN JUAN 1 | PRESA EL CUCHILLO | LÃƒÂ‰NTICO | PRESA | -99.3197 | 25.7242 | 2022 | 23 | 2400 | 2400 | 80 | 78 | 70 | 3.4 | 30.67 | 1 | 1 | 1 | 1 | Regular
OCRBR5071M1 | PRESA RODRIGO GOMEZ(LA BOCA) | RÃƒÂO BRAVO | NUEVO LEÃƒÂ“N | SANTIAGO | RÃƒÂO SAN JUAN 1 | PRESA RODRIGO GOMEZ | LÃƒÂ‰NTICO | PRESA | -100.1443 | 25.4266 | 2022 | 31 | 2400 | 2400 | 79 | 67 | 49 | 3.03 | 22.22 | 1 | 1 | 1 | 1 | Regular
OCRBR5072M1 | FRENTE A COMPUERTAS PRESA LA BOCA | RÃƒÂO BRAVO | NUEVO LEÃƒÂ“N | SANTIAGO | RÃƒÂO SAN JUAN 1 | PRESA RODRIGO GOMEZ | LÃƒÂ‰NTICO (HUMEDAL) | PRESA | -100.1276 | 25.4274 | 2022 | 16 | 2400 | 2400 | 78 | 65 | 42 | 4.52 | 62.72 | 1 | 1 | 1 | 1 | Poor
PRESA CAROLINO ANAYA | PRESA CAROLINO ANAYA | GOLFO CENTRO | VERACRUZ DE IGNACIO DE LA LLAVE | COATZACOALCOS | LLANURAS DE COATZACOALCOS | PRESA CAROLINO ANAYA | LÃƒÂ‰NTICO | PRESA | -94.339 | 18.1297 | 2022 | 16 | 1200 | 430 | 98.1 | 94.5 | 85.9 | 2.53 | 35.66 | 1 | 1 | 1 | 1 | Regular

## Table S6
Table S6. Report generated by the AQuA-P software for lotic waters sampled by CONAGUA in 2022, that includes three sections: the metadata, the contaminant parameters, and the water quality classification for each sample.
KEY | SITE | BASIN | STATE | MUNICIPALITY | AQUIFER | WATER BODY | TYPE | SUBTYPE | LONGITUDE | LATITUDE | PERIOD | TSS | FC | ECOLI | OD% | BOD5 | COD | TD48 | TF15 | Water quality classification | Water quality classification hybrid
CARMINA 2 | CARMINA 2 | RÃƒÂO BRAVO | COAHUILA DE ZARAGOZA | ACUÃƒÂ‘AÃ‚Â | RÃƒÂO BRAVO 5 | DATO PENDIENTE | LÃƒÂ“TICO | ARROYO | -101.0693 | 29.4493 | 2022 | 10 | 1076 | 41 | 97.9 | 2 | 10 | 1 | 1 | Regular
DLBAJ109 | MANANTIAL SAN REGIS | PENÃƒÂNSULA DE BAJA CALIFORNIA | BAJA CALIFORNIA SUR | LA PAZ | TODOS SANTOS | TODOS SANTOS | LÃƒÂ“TICO | ARROYO | -110.2238 | 23.4581 | 2022 | 13.2 | 1956 | 98 | 81.6 | 2 | 10 | 1 | 1 | Regular
DLBAJ112 | AGUA CALIENTE II | PENÃƒÂNSULA DE BAJA CALIFORNIA | BAJA CALIFORNIA SUR | LOS CABOS | SANTIAGO | SANTIAGO | LÃƒÂ“TICO | ARROYO | -109.8079 | 23.4399 | 2022 | 10 | 355 | 20 | 108.9 | 2 | 10 | 1 | 1 | Good
DLBAJ120M1 | BOCA DE LA SIERRA | PENÃƒÂNSULA DE BAJA CALIFORNIA | BAJA CALIFORNIA SUR | LOS CABOS | SAN JOSÃƒÂ‰ DEL CABO | SAN JOSE DEL CABO | LÃƒÂ“TICO (HUMEDAL) | ARROYO | -109.8261 | 23.3913 | 2022 | 10 | 52 | 3 | 120.7 | 2 | 10 | 1 | 1 | Good
DLBAJ126 | MANANTIAL SAN BARTOLO | PENÃƒÂNSULA DE BAJA CALIFORNIA | BAJA CALIFORNIA SUR | LA PAZ | SAN BARTOLO | SAN BARTOLO | LÃƒÂ“TICO | ARROYO | -109.8454 | 23.7355 | 2022 | 10 | 173 | 3 | 98.9 | 2 | 10 | 1 | 1 | Good
DLBAJ155 | RIO MULEGE 2 | PENÃƒÂNSULA DE BAJA CALIFORNIA | BAJA CALIFORNIA SUR | MULEGÃƒÂ‰ | MULEGÃƒÂ‰ | RIO MULEGE | LÃƒÂ“TICO | ARROYO | -111.9868 | 26.8869 | 2022 | 10 | 2481 | 3 | 118.6 | 2 | 10 | 1 | 1 | Regular
DLBAJ156 | RIO MULEGE 1 | PENÃƒÂNSULA DE BAJA CALIFORNIA | BAJA CALIFORNIA SUR | MULEGÃƒÂ‰ | MULEGÃƒÂ‰ | RIO MULEGE | LÃƒÂ“TICO | ARROYO | -111.9827 | 26.8887 | 2022 | 10 | 9804 | 10 | 103.8 | 2 | 49.13 | 1 | 1 | Poor
DLBAJ85 | MANANTIAL SAN JOSE DEL CABO | PENÃƒÂNSULA DE BAJA CALIFORNIA | BAJA CALIFORNIA SUR | LOS CABOS | SAN JOSÃƒÂ‰ DEL CABO | SAN JOSE DEL CABO | LÃƒÂ“TICO (HUMEDAL) | ARROYO | -109.7003 | 23.09 | 2022 | 10 | 3282 | 638 | 85.8 | 2 | 10 | 1 | 1 | Regular
DLBAJ94 | SISTEMA RIPARIO DE LA CUENCA Y ESTERO DE SAN JOSE DEL CABO 3 | PENÃƒÂNSULA DE BAJA CALIFORNIA | BAJA CALIFORNIA SUR | LOS CABOS | SAN JOSÃƒÂ‰ DEL CABO | HUMEDAL SISTEMA RIPARÃƒÂO DE LA CUENCA Y ESTERO DE SAN JOSE DEL CABO 3 | LÃƒÂ“TICO (HUMEDAL) | ARROYO | -109.691 | 23.0575 | 2022 | 24.8 | 11199 | 226 | 92.7 | 2 | 26.29 | 1 | 1 | Regular
DLBAJ95 | SISTEMA RIPARIO DE LA CUENCA Y ESTERO DE SAN JOSE DEL CABO 2 | PENÃƒÂNSULA DE BAJA CALIFORNIA | BAJA CALIFORNIA SUR | LOS CABOS | SAN JOSÃƒÂ‰ DEL CABO | HUMEDAL SISTEMA RIPARÃƒÂO DE LA CUENCA Y ESTERO DE SAN JOSE DEL CABO 2 | LÃƒÂ“TICO (HUMEDAL) | ARROYO | -109.6874 | 23.0503 | 2022 | 10 | 6131 | 313 | 80 | 2 | 10 | 1 | 1 | Regular
DLBAJ97 | SISTEMA RIPARIO DE LA CUENCA Y ESTERO DE SAN JOSE DEL CABO 1 | PENÃƒÂNSULA DE BAJA CALIFORNIA | BAJA CALIFORNIA SUR | LOS CABOS | SAN JOSÃƒÂ‰ DEL CABO | HUMEDAL SISTEMA RIPARÃƒÂO DE LA CUENCA Y ESTERO DE SAN JOSE DEL CABO 1 | LÃƒÂ“TICO (HUMEDAL) | ARROYO | -109.6806 | 23.0495 | 2022 | 10 | 12997 | 116 | 86.4 | 2 | 10 | 1 | 1 | Regular
DLCAM255 | RIO PALIZADA AGUAS ABAJO DEL POBLADO | PENÃƒÂNSULA DE YUCATÃƒÂN | CAMPECHE | PALIZADA | PALIZADA | RIO PALIZADA | LÃƒÂ“TICO (HUMEDAL) | RÃƒÂO | -92.0944 | 18.2531 | 2022 | 286.7 | 3873 | 512 | 74 | 5.3 | 12.42 | 1 | 1 | Regular
DLCAM257 | PUENTE SAN FRANCISCO | PENÃƒÂNSULA DE YUCATÃƒÂN | CAMPECHE | PALIZADA | PALIZADA | RIO PALIZADA | LÃƒÂ“TICO (HUMEDAL) | RÃƒÂO | -92.1089 | 18.1266 | 2022 | 258 | 3654 | 561 | 80.8 | 5.7 | 10 | 1 | 1 | Regular
DLCAM258 | MANANTIAL AGUAS VERDES | PENÃƒÂNSULA DE YUCATÃƒÂN | CAMPECHE | CANDELARIA | ALTO RÃƒÂO CANDELARIA | RIO CANDELARIA | LÃƒÂ“TICO (HUMEDAL) | ARROYO | -90.8436 | 17.8911 | 2022 | 10 | 460 | 150 | 46.1 | 10.8 | 22.45 | 1 | 1 | Good
DLCAM260 | PUENTE NUEVO COAHUILA | PENÃƒÂNSULA DE YUCATÃƒÂN | CAMPECHE | CANDELARIA | ALTO RÃƒÂO CANDELARIA | RIO CANDELARIA | LÃƒÂ“TICO (HUMEDAL) | RÃƒÂO | -90.7943 | 17.8936 | 2022 | 16 | 1100 | 1100 | 46 | 15.36 | 23.42 | 1 | 1 | Regular
DLCAM280 | CANDELARIA | PENÃƒÂNSULA DE YUCATÃƒÂN | CAMPECHE | CARMEN | BAJO RÃƒÂO CANDELARIA | RIO CANDELARIA | LÃƒÂ“TICO | RÃƒÂO | -91.3021 | 18.2632 | 2022 | 14 | 75 | 75 | 94.2 | 14.88 | 24.4 | 1 | 1 | Good
DLCAM281 | IGNACIO ZARAGOZA | PENÃƒÂNSULA DE YUCATÃƒÂN | CAMPECHE | CARMEN | BAJO RÃƒÂO CANDELARIA | RIO CANDELARIA | LÃƒÂ“TICO (HUMEDAL) | RÃƒÂO | -91.3089 | 18.3892 | 2022 | 24 | 2400 | 1100 | 95.2 | 11.28 | 19.52 | 1 | 1 | Regular
DLCAM283 | CANDELARIA PUENTE AGUAS ABAJO DEL POBLADO | PENÃƒÂNSULA DE YUCATÃƒÂN | CAMPECHE | CANDELARIA | BAJO RÃƒÂO CANDELARIA | RIO CANDELARIA | LÃƒÂ“TICO | RÃƒÂO | -91.0497 | 18.1873 | 2022 | 18 | 210 | 120 | 56.7 | 14.07 | 21.47 | 1 | 1 | Good
DLCAM284 | VENUSTIANO CARRANZA | PENÃƒÂNSULA DE YUCATÃƒÂN | CAMPECHE | CANDELARIA | ALTO RÃƒÂO CANDELARIA | RIO CANDELARIA | LÃƒÂ“TICO (HUMEDAL) | RÃƒÂO | -91.0242 | 18.1481 | 2022 | 12 | 43 | 43 | 82.8 | 15.33 | 24.4 | 1 | 1 | Good
DLCHI289 | KM 0+000, PUENTE INTERNACIONAL CIUDAD JUAREZ | RÃƒÂO BRAVO | CHIHUAHUA | JUÃƒÂREZ | RÃƒÂO BRAVO 1 | RIO BRAVO | LÃƒÂ“TICO | RÃƒÂO | -106.5099 | 31.7607 | 2022 | 151.8 | 24196 | 24196 | 107.7 | 4.5 | 68 | 1 | 1 | Poor
DLCHI290 | RIO BRAVO 19 | RÃƒÂO BRAVO | CHIHUAHUA | JUÃƒÂREZ | RÃƒÂO BRAVO 1 | RIO BRAVO | LÃƒÂ“TICO | RÃƒÂO | -106.5287 | 31.7817 | 2022 | 284.7 | 15531 | 61 | 137.1 | 6.3 | 10 | 1 | 1 | Regular
DLCHI294 | PLANTA NORTE | RÃƒÂO BRAVO | CHIHUAHUA | JUÃƒÂREZ | RÃƒÂO BRAVO 1 | CANAL | LÃƒÂ“TICO | CANAL | -106.3704 | 31.7094 | 2022 | 517.3 | 24196 | 24196 | 90.6 | 8.3 | 27.52 | 1 | 1 | Regular
DLCHI295 | PLANTA SUR | RÃƒÂO BRAVO | CHIHUAHUA | JUÃƒÂREZ | RÃƒÂO BRAVO 1 | CANAL | LÃƒÂ“TICO | CANAL | -106.3323 | 31.6408 | 2022 | 17.5 | 24196 | 24196 | 67.4 | 22.1 | 31.26 | 4.83 | 1.03 | Regular
DLCHI381 | RH24-8 BRAVO CONCHOS | RÃƒÂO BRAVO | CHIHUAHUA | COYAME DEL SOTOL | RÃƒÂO CONCHOS 4 | RIO SAN JUAN | LÃƒÂ“TICO (HUMEDAL) | RÃƒÂO | -104.8659 | 29.5544 | 2022 | 266.7 | 935 | 75 | 108.3 | 5.2 | 19.78 | 1 | 1 | Regular
DLCHI384 | PUENTE PRESIDIO-OJINAGA | RÃƒÂO BRAVO | CHIHUAHUA | OJINAGA | RÃƒÂO BRAVO 3 | RIO BRAVO | LÃƒÂ“TICO | RÃƒÂO | -104.395 | 29.5562 | 2022 | 735 | 598 | 41 | 97 | 2 | 14.62 | 1 | 1 | Regular
DLCHI385 | RIO BRAVO 18 | RÃƒÂO BRAVO | CHIHUAHUA | OJINAGA | RÃƒÂO BRAVO 3 | RIO BRAVO | LÃƒÂ“TICO | RÃƒÂO | -104.3777 | 29.5422 | 2022 | 116.2 | 242 | 10 | 97 | 4 | 10 | 1 | 1 | Good
DLCHI419 | RH24-5 BRAVO CONCHOS | RÃƒÂO BRAVO | CHIHUAHUA | ROSALES | RÃƒÂO SAN PEDRO | RIO SAN PEDRO | LÃƒÂ“TICO (HUMEDAL) | RÃƒÂO | -105.7741 | 28.0508 | 2022 | 1337.5 | 24196 | 3448 | 106 | 4.3 | 73.13 | 1 | 1 | Poor
DLCHI427 | RIO SAN PEDRO-PUENTE MEOQUI | RÃƒÂO BRAVO | CHIHUAHUA | MEOQUI | RÃƒÂO CONCHOS 2 | RIO SAN PEDRO | LÃƒÂ“TICO (HUMEDAL) | RÃƒÂO | -105.472 | 28.2625 | 2022 | 17.4 | 4884 | 20 | 138.1 | 2 | 10 | 1 | 1 | Regular
DLCOA436 | RIO SABINAS 6 | RÃƒÂO BRAVO | COAHUILA DE ZARAGOZA | JUÃƒÂREZ | RÃƒÂO SALADO | RIO SABINAS | LÃƒÂ“TICO (HUMEDAL) | RÃƒÂO | -100.7244 | 27.6102 | 2022 | 24.6 | 2613 | 52 | 112.2 | 2 | 10 | 1 | 1 | Regular
DLCOA439 | RIO SABINAS 4 | RÃƒÂO BRAVO | COAHUILA DE ZARAGOZA | SABINAS | RÃƒÂO SALADO | RIO SABINAS | LÃƒÂ“TICO (HUMEDAL) | RÃƒÂO | -101.0205 | 27.7678 | 2022 | 26.4 | 2909 | 20 | 111.8 | 2 | 10 | 1 | 1 | Regular
DLCOA441 | PUENTE RIO SABINAS | RÃƒÂO BRAVO | COAHUILA DE ZARAGOZA | SABINAS | RÃƒÂO SALADO | RIO SABINAS | LÃƒÂ“TICO (HUMEDAL) | RÃƒÂO | -101.1227 | 27.8403 | 2022 | 11.9 | 3448 | 324 | 109.2 | 2 | 10 | 1 | 1 | Regular
DLCOA442 | AGUAS ABAJO DE SABINAS | RÃƒÂO BRAVO | COAHUILA DE ZARAGOZA | SABINAS | RÃƒÂO SABINAS | RIO SABINAS | LÃƒÂ“TICO (HUMEDAL) | RÃƒÂO | -101.1251 | 27.8484 | 2022 | 12.3 | 5475 | 520 | 99.5 | 2 | 10 | 1 | 1 | Regular
DLCOA444 | AGUAS ABAJO DEL POBLADO NUEVA ROSITA | RÃƒÂO BRAVO | COAHUILA DE ZARAGOZA | SAN JUAN DE SABINAS | RÃƒÂO SABINAS | RIO ALAMOS | LÃƒÂ“TICO (HUMEDAL) | RÃƒÂO | -101.1921 | 27.8921 | 2022 | 10.1 | 2778 | 259 | 102.1 | 2 | 10 | 1 | 1 | Regular
DLCOA445 | AGUAS ARRIBA DEL POBLADO NUEVA ROSITA | RÃƒÂO BRAVO | COAHUILA DE ZARAGOZA | SAN JUAN DE SABINAS | RÃƒÂO SABINAS | RIO ALAMOS | LÃƒÂ“TICO (HUMEDAL) | RÃƒÂO | -101.2564 | 27.9479 | 2022 | 10 | 789 | 20 | 114.5 | 2 | 10 | 1 | 1 | Good
DLCOA446 | EN POBLADO DE SAN JUAN DE SABINAS | RÃƒÂO BRAVO | COAHUILA DE ZARAGOZA | SAN JUAN DE SABINAS | RÃƒÂO SABINAS | RIO SABINAS | LÃƒÂ“TICO (HUMEDAL) | RÃƒÂO | -101.3059 | 27.9235 | 2022 | 10 | 1210 | 20 | 109.1 | 2 | 10 | 1 | 1 | Regular
DLCOA448 | RIO SABINAS 3 | RÃƒÂO BRAVO | COAHUILA DE ZARAGOZA | SAN JUAN DE SABINAS | RÃƒÂO SABINAS | RIO SABINAS | LÃƒÂ“TICO (HUMEDAL) | RÃƒÂO | -101.4191 | 27.9768 | 2022 | 10 | 933 | 84 | 105.3 | 2 | 10 | 1 | 1 | Good
DLCOA449 | RIO SABINAS 2 | RÃƒÂO BRAVO | COAHUILA DE ZARAGOZA | SABINAS | RÃƒÂO SABINAS | RIO SABINAS | LÃƒÂ“TICO (HUMEDAL) | RÃƒÂO | -101.5541 | 27.9701 | 2022 | 10 | 1081 | 10 | 106.8 | 2 | 10 | 1 | 1 | Regular
DLCOA451 | RIO SABINAS 1 | RÃƒÂO BRAVO | COAHUILA DE ZARAGOZA | MÃƒÂšZQUIZ | RÃƒÂO SABINAS | RIO SABINAS | LÃƒÂ“TICO (HUMEDAL) | RÃƒÂO | -101.5812 | 27.9693 | 2022 | 13.2 | 1500 | 10 | 107.1 | 2 | 10 | 1 | 1 | Regular
DLCOA468 | GENERAL MOTORS DE MEXICO, S.A. DE C.V. (C) (AGUAS ARRIBA) | RÃƒÂO BRAVO | COAHUILA DE ZARAGOZA | RAMOS ARIZPE | RÃƒÂO SALINAS | AFLUENTE LA ENCANTADA | LÃƒÂ“TICO | DESCARGA INDUSTRIAL | -100.9861 | 25.5027 | 2022 | 28.1 | 24196 | 24196 | 17.5 | 94.5 | 209.33 | 1.48 | 1.53 | Poor
DLCOA478 | TOMA DE AGUA DE CFE | RÃƒÂO BRAVO | COAHUILA DE ZARAGOZA | GUERRERO | RÃƒÂO BRAVO 9 | RIO BRAVO | LÃƒÂ“TICO (HUMEDAL) | RÃƒÂO | -100.4024 | 28.5323 | 2022 | 24.2 | 1793 | 20 | 123.4 | 2 | 10 | 1 | 1 | Regular
DLCOA479 | RIO BRAVO 11 | RÃƒÂO BRAVO | COAHUILA DE ZARAGOZA | PIEDRAS NEGRAS | RÃƒÂO BRAVO 9 | RIO BRAVO | LÃƒÂ“TICO | RÃƒÂO | -100.5054 | 28.6751 | 2022 | 18.5 | 2046 | 175 | 136.5 | 2 | 10 | 1 | 1 | Regular
DLCOA480 | AGUAS ARRIBA DE CONFLUENCIA CON RIO BRAVO | RÃƒÂO BRAVO | COAHUILA DE ZARAGOZA | PIEDRAS NEGRAS | RÃƒÂO BRAVO 9 | RIO ESCONDIDO | LÃƒÂ“TICO | RÃƒÂO | -100.5015 | 28.6619 | 2022 | 20 | 24196 | 1266 | 109.2 | 2 | 10.82 | 1 | 1 | Regular
DLCOA481 | PUENTE INTERNACIONAL PIEDRAS NEGRAS | RÃƒÂO BRAVO | COAHUILA DE ZARAGOZA | PIEDRAS NEGRAS | RÃƒÂO BRAVO 9 | RIO BRAVO | LÃƒÂ“TICO (HUMEDAL) | RÃƒÂO | -100.5111 | 28.7092 | 2022 | 20 | 2359 | 279 | 128.8 | 2 | 10 | 1 | 1 | Regular
DLCOA484 | RIO BRAVO POBLADO BALCONES | RÃƒÂO BRAVO | COAHUILA DE ZARAGOZA | ACUÃƒÂ‘A | RÃƒÂO BRAVO 7 | RIO BRAVO | LÃƒÂ“TICO | RÃƒÂO | -100.8795 | 29.2812 | 2022 | 10.5 | 6131 | 144 | 114.1 | 2 | 10 | 1 | 1 | Regular
DLCOA486 | PARQUE INDUSTRIAL ACUÃƒÂ‘A | RÃƒÂO BRAVO | COAHUILA DE ZARAGOZA | ACUÃƒÂ‘A | RÃƒÂO BRAVO 6 | RIO BRAVO | LÃƒÂ“TICO | RÃƒÂO | -101.0044 | 29.3645 | 2022 | 10 | 1872 | 20 | 119 | 2 | 22.57 | 1 | 1 | Regular
DLCOA504 | AREA DE PROTECCION DE FLORA Y FAUNA CUATRO CIENEGAS 6 | RÃƒÂO BRAVO | COAHUILA DE ZARAGOZA | CUATRO CIÃƒÂ‰NEGAS | RÃƒÂO NADADORES | RIO CUATRO CIENEGAS | LÃƒÂ“TICO (HUMEDAL) | RÃƒÂO | -102.0724 | 26.9083 | 2022 | 10 | 2359 | 3 | 94.7 | 2 | 10 | 1 | 1 | Regular
DLCOL535 | MANANTIAL ZACUALPAN | LERMA SANTIAGO PACÃƒÂFICO | COLIMA | COMALA | ARMERÃƒÂA | RIO ARMERIA | LÃƒÂ“TICO | RÃƒÂO | -103.8195 | 19.3927 | 2022 | 10 | 161 | 10 | 86.2 | 2 | 10 | 1 | 1 | Good
DLCOL536 | DERIVADORA PEÃƒÂ‘ITAS | LERMA SANTIAGO PACÃƒÂFICO | COLIMA | COMALA | ARMERÃƒÂA | RIO ARMERIA | LÃƒÂ“TICO (HUMEDAL) | RÃƒÂO | -103.8137 | 19.3275 | 2022 | 650 | 17890 | 5630 | 106.1 | 2.28 | 10 | 1 | 1 | Regular
DLCOL539 | EL CHICAL | LERMA SANTIAGO PACÃƒÂFICO | COLIMA | COQUIMATLÃƒÂN | ARMERÃƒÂA | RIO ARMERIA | LÃƒÂ“TICO (HUMEDAL) | RÃƒÂO | -103.8438 | 19.2356 | 2022 | 107.8 | 24196 | 1785 | 96.1 | 22.3 | 25.79 | 1 | 1 | Regular
DLCOL540 | PUENTE PUEBLO JUAREZ | LERMA SANTIAGO PACÃƒÂFICO | COLIMA | COQUIMATLÃƒÂN | ARMERÃƒÂA | RIO ARMERIA | LÃƒÂ“TICO (HUMEDAL) | RÃƒÂO | -103.8364 | 19.1943 | 2022 | 80.7 | 15531 | 305 | 98.1 | 2 | 10 | 1 | 1 | Regular
DLCOL542 | DREN ASMOLES | LERMA SANTIAGO PACÃƒÂFICO | COLIMA | COQUIMATLÃƒÂN | ARMERÃƒÂA | RIO COLIMA | LÃƒÂ“TICO | RÃƒÂO | -103.8235 | 19.1683 | 2022 | 100.8 | 24196 | 309 | 79.9 | 9.4 | 14.21 | 1 | 1 | Regular
DLCOL544 | AGUAS ARRIBA PLANTA DE TRATAMIENTO CIAPACOV | LERMA SANTIAGO PACÃƒÂFICO | COLIMA | COLIMA | ARMERÃƒÂA | RIO COLIMA | LÃƒÂ“TICO | RÃƒÂO | -103.7633 | 19.2065 | 2022 | 36.9 | 24196 | 24196 | 97.4 | 2 | 23.41 | 1 | 1 | Regular
DLCOL547 | LA CUMBRE | LERMA SANTIAGO PACÃƒÂFICO | COLIMA | COLIMA | COAHUAYANA 1 | RIO SALADO | LÃƒÂ“TICO | RÃƒÂO | -103.6939 | 19.1942 | 2022 | 10 | 24196 | 185 | 108.5 | 2 | 26.75 | 1 | 1 | Regular
DLCOL5538 | A.P. EL NARANJAL | LERMA SANTIAGO PACÃƒÂFICO | COLIMA | VILLA DE ÃƒÂLVAREZ | ARMERÃƒÂA | ARROYO EL NARANJAL | LÃƒÂ“TICO | ARROYO | -103.6525 | 19.4077 | 2022 | 10 | 203 | 189 | 86.1 | 2 | 10 | 1 | 1 | Good
DLCOL5539 | A.P OBRA DE TOMA LA LIMA NUEVO NARANJAL | LERMA SANTIAGO PACÃƒÂFICO | COLIMA | VILLA DE ÃƒÂLVAREZ | ARMERÃƒÂA | ARROYO NUEVO NARANJAL | LÃƒÂ“TICO | ARROYO | -103.6721 | 19.4057 | 2022 | 11.2 | 3076 | 1182 | 87.6 | 2 | 10 | 1 | 1 | Regular
DLCOL563 | AGUAS ABAJO COLONIA RUIZ CORTINEZ | LERMA SANTIAGO PACÃƒÂFICO | COLIMA | ARMERÃƒÂA | ARMERÃƒÂA | RIO ARMERIA | LÃƒÂ“TICO (HUMEDAL) | RÃƒÂO | -103.9433 | 18.9263 | 2022 | 225 | 15531 | 934 | 96.4 | 7.8 | 13.38 | 1 | 1 | Regular
DLCOL569 | PUENTE PERIQUILLOS | LERMA SANTIAGO PACÃƒÂFICO | COLIMA | ARMERÃƒÂA | ARMERÃƒÂA | RIO ARMERIA | LÃƒÂ“TICO (HUMEDAL) | RÃƒÂO | -103.9461 | 18.9547 | 2022 | 210.4 | 17329 | 3130 | 94 | 5.9 | 13.38 | 1 | 1 | Regular
DLCOL574 | DERIVADORA JALA 1 | LERMA SANTIAGO PACÃƒÂFICO | COLIMA | TECOMÃƒÂN | ARMERÃƒÂA | RIO ARMERIA | LÃƒÂ“TICO | RÃƒÂO | -103.8823 | 19.1125 | 2022 | 10 | 9804 | 110 | 96 | 2 | 10 | 1 | 1 | Regular
DLCOL578 | AGUAS ARRIBA DEL POBLADO PEÃƒÂ‘A COLORADA | LERMA SANTIAGO PACÃƒÂFICO | COLIMA | MINATITLÃƒÂN | RÃƒÂO MARABASCO A | RIO MARABASCO | LÃƒÂ“TICO | RÃƒÂO | -104.0845 | 19.3688 | 2022 | 10 | 5172 | 295 | 111.7 | 2 | 29.26 | 1 | 1 | Regular
DLCOL579 | AGUAS ABAJO DEL POBLADO PEÃƒÂ‘A COLORADA | LERMA SANTIAGO PACÃƒÂFICO | COLIMA | MINATITLÃƒÂN | RÃƒÂO MARABASCO A | RIO MARABASCO | LÃƒÂ“TICO | RÃƒÂO | -104.1058 | 19.3455 | 2022 | 19 | 5172 | 318 | 108.9 | 2 | 12.54 | 1 | 1 | Regular
DLDUR634 | RIO PIAXTLA 6 | PACÃƒÂFICO NORTE | DURANGO | SAN DIMAS | RÃƒÂO PIAXTLA 1 | RIO PIAXTLA | LÃƒÂ“TICO | RÃƒÂO | -105.5494 | 24.2964 | 2022 | 10 | 3 | 3 | 100.3 | 2 | 10 | 1 | 1 | Good
DLDUR659 | LA CIENEGA | CUENCAS CENTRALES DEL NORTE | DURANGO | SANTIAGO PAPASQUIARO | RÃƒÂO SAN LORENZO 1 | ARROYO EL CARMEN | LÃƒÂ“TICO | ARROYO | -106.3439 | 25.0417 | 2022 | 10 | 3 | 3 | 97.1 | 2 | 10 | 2.24 | 1.4 | Good
DLDUR660 | EL SALTO - DURANGO | PACÃƒÂFICO NORTE | DURANGO | PUEBLO NUEVO | RÃƒÂO PRESIDIO 1 | ARROYO EL SALTO | LÃƒÂ“TICO | ARROYO | -105.3544 | 23.802 | 2022 | 10 | 24196 | 24196 | 90.6 | 2 | 18.39 | 1 | 1 | Regular
DLDUR715 | RIO NOMBRE DE DIOS | PACÃƒÂFICO NORTE | DURANGO | NOMBRE DE DIOS | RÃƒÂO SAN PEDRO-MEZQUITAL | RIO NOMBRE DE DIOS | LÃƒÂ“TICO | RÃƒÂO | -104.2575 | 23.8339 | 2022 | 10 | 17329 | 14136 | 84.3 | 2 | 10 | 1 | 1 | Regular
DLDUR719 | BIO PAPPEL PACKAGING, S.A. DE C.V. (ANTES EMPAQUES DE CARTON TITAN, S.A. DE C.V. FUSIONANTE DE EMPAQUES DEL NORTE, S.A. DE C.V.) (AGUAS ABAJO) | PACÃƒÂFICO NORTE | DURANGO | DURANGO | RÃƒÂO DURANGO | RIO DURANGO | LÃƒÂ“TICO | DESCARGA | -104.4064 | 24.0241 | 2022 | 48 | 880 | 359 | 72.9 | 12 | 42.72 | 1 | 1 | Poor
DLDUR724 | DERIVADORA FRANCISCO VILLA | PACÃƒÂFICO NORTE | DURANGO | DURANGO | RÃƒÂO DURANGO | RIO TUNAL | LÃƒÂ“TICO | RÃƒÂO | -104.5002 | 24.0665 | 2022 | 22.5 | 2143 | 771 | 141.4 | 19.5 | 36.21 | 1 | 1 | Regular
DLDUR727 | ACEQUIA GRANDE | PACÃƒÂFICO NORTE | DURANGO | DURANGO | RÃƒÂO DURANGO | ARROYO ACEQUIA GRANDE | LÃƒÂ“TICO (HUMEDAL) | ARROYO | -104.5501 | 24.0771 | 2022 | 45.1 | 24196 | 24196 | 10 | 79.5 | 239.25 | 1 | 5.03 | Poor
DLDUR734 | EMBOTELLADORA GUADIANA S.A. DE C.V. (AGUAS ABAJO) | PACÃƒÂFICO NORTE | DURANGO | DURANGO | RÃƒÂO DURANGO | ARROYO SECO | LÃƒÂ“TICO | DESCARGA | -104.6103 | 23.9877 | 2022 | 33.8 | 24196 | 24196 | 14.5 | 120 | 195.85 | 1.44 | 3.98 | Poor
DLDUR773M1 | PUENTE LOS ÃƒÂDOLOS | CUENCAS CENTRALES DEL NORTE | DURANGO | GUANACEVÃƒÂ | RÃƒÂO SEXTÃƒÂN | ARROYO GUANACEVÃƒÂ | LÃƒÂ“TICO | ARROYO | -105.8665 | 25.9015 | 2022 | 20.6 | 24196 | 24196 | 93.6 | 2 | 10 | 1 | 1 | Regular
DLEST856 | TOLUCA ORIENTE (A) AGUAS ARRIBA | LERMA SANTIAGO PACÃƒÂFICO | MÃƒÂ‰XICO | LERMA | RÃƒÂO LERMA 1 | CANAL TOTOLTEPEC | LÃƒÂ“TICO A - TIPO 9 | CANAL | -99.5349 | 19.3443 | 2022 | 38.6 | 2419600 | 2419600 | 10 | 150 | 384.25 | 2.02 | 32.26 | Poor
DLEST857 | TOLUCA ORIENTE (A) AGUAS ABAJO | LERMA SANTIAGO PACÃƒÂFICO | MÃƒÂ‰XICO | LERMA | RÃƒÂO LERMA 1 | CANAL TOTOLTEPEC | LÃƒÂ“TICO A - TIPO 9 | CANAL | -99.5354 | 19.3454 | 2022 | 35.8 | 2419600 | 2419600 | 10 | 86 | 240 | 1 | 1 | Poor
DLEST858 | PUENTE CARRETERA TOLUCA-NAUCALPAN | LERMA SANTIAGO PACÃƒÂFICO | MÃƒÂ‰XICO | XONACATLÃƒÂN | RÃƒÂO LERMA 1 | RIO LERMA | LÃƒÂ“TICO (HUMEDAL) | RÃƒÂO | -99.5552 | 19.3774 | 2022 | 44 | 2400 | 2400 | 10 | 95.4 | 116.22 | 1.21 | 8.2 | Poor
DLEST859 | TOLUCA NORTE (A) AGUAS ARRIBA | LERMA SANTIAGO PACÃƒÂFICO | MÃƒÂ‰XICO | TOLUCA | RÃƒÂO LERMA 1 | RIO VERDIGUEL | LÃƒÂ“TICO A - TIPO 9 | RÃƒÂO | -99.5813 | 19.3794 | 2022 | 105 | 2419600 | 2419600 | 10.8 | 176.25 | 264.41 | 1 | 7.63 | Poor
DLEST862 | PUENTE CARRETERA TOLUCA-TEMOAYA | LERMA SANTIAGO PACÃƒÂFICO | MÃƒÂ‰XICO | TEMOAYA | RÃƒÂO LERMA 1 | RIO LERMA | LÃƒÂ“TICO A - TIPO 9 | RÃƒÂO | -99.6184 | 19.4112 | 2022 | 105.8 | 241960 | 241960 | 10 | 65 | 146.9 | 1 | 2.54 | Poor
DLEST863 | RIO LERMA 54 | LERMA SANTIAGO PACÃƒÂFICO | MÃƒÂ‰XICO | TEMOAYA | RÃƒÂO LERMA 1 | RIO LERMA | LÃƒÂ“TICO | RÃƒÂO | -99.5938 | 19.4046 | 2022 | 140 | 2400 | 1100 | 10 | 98.2 | 141.42 | 1.2 | 5.15 | Poor
DLEST864 | RIO LERMA 4 | LERMA SANTIAGO PACÃƒÂFICO | MÃƒÂ‰XICO | TEMOAYA | RÃƒÂO LERMA 1 | RIO LERMA | LÃƒÂ“TICO | RÃƒÂO | -99.6176 | 19.4111 | 2022 | 344 | 2400 | 240 | 12 | 65.52 | 120.33 | 1.28 | 5.88 | Poor
DLEST865 | RH12-1 LERMA | LERMA SANTIAGO PACÃƒÂFICO | MÃƒÂ‰XICO | TEMOAYA | RÃƒÂO LERMA 1 | RIO LERMA | LÃƒÂ“TICO | RÃƒÂO | -99.6225 | 19.4185 | 2022 | 52 | 2400 | 460 | 53 | 16.08 | 32.64 | 1 | 1 | Regular
DLEST866 | RIO LERMA 43 | LERMA SANTIAGO PACÃƒÂFICO | MÃƒÂ‰XICO | TOLUCA | RÃƒÂO LERMA 1 | RIO LERMA | LÃƒÂ“TICO (HUMEDAL) | RÃƒÂO | -99.6606 | 19.4512 | 2022 | 148 | 2400 | 460 | 22.8 | 54 | 93.48 | 1.18 | 4.88 | Poor
DLEST867 | RIO LERMA 3 | LERMA SANTIAGO PACÃƒÂFICO | MÃƒÂ‰XICO | TEMOAYA | RÃƒÂO LERMA 2 | RIO LERMA | LÃƒÂ“TICO | RÃƒÂO | -99.7052 | 19.4668 | 2022 | 56 | 2400 | 1100 | 39.5 | 47.28 | 70.08 | 1 | 1 | Poor
DLEST868M1 | PUENTE CARRETERA TOLUCA-PALMILLAS (CORTINA PRESA JOSE ANTONIO ALZATE AGUAS ABAJO) | LERMA SANTIAGO PACÃƒÂFICO | MÃƒÂ‰XICO | ALMOLOYA DE JUÃƒÂREZ | RÃƒÂO LERMA 2 | RIO LERMA | LÃƒÂ“TICO | RÃƒÂO | -99.7361 | 19.4719 | 2022 | 68 | 2400 | 460 | 10.7 | 46.2 | 70.56 | 1 | 1 | Poor
DLEST872 | RIO LERMA 67 | LERMA SANTIAGO PACÃƒÂFICO | MÃƒÂ‰XICO | IXTLAHUACA | RÃƒÂO LERMA 2 | RIO LERMA | LÃƒÂ“TICO | RÃƒÂO | -99.7689 | 19.4999 | 2022 | 52 | 2400 | 2400 | 25.7 | 45.24 | 74.88 | 1 | 1 | Poor
DLEST873 | RIO LERMA 65 | LERMA SANTIAGO PACÃƒÂFICO | MÃƒÂ‰XICO | IXTLAHUACA | RÃƒÂO LERMA 2 | RIO LERMA | LÃƒÂ“TICO | RÃƒÂO | -99.7709 | 19.5003 | 2022 | 112 | 2400 | 1100 | 23.5 | 30.3 | 75.36 | 1 | 1 | Poor
DLEST874 | IXTLAHUACA (RANCHO DE GANADO LECHERO) | LERMA SANTIAGO PACÃƒÂFICO | MÃƒÂ‰XICO | IXTLAHUACA | RÃƒÂO LERMA 2 | RIO LERMA | LÃƒÂ“TICO A - TIPO 9 | RÃƒÂO | -99.7782 | 19.5734 | 2022 | 62.1 | 24196 | 24196 | 58.9 | 17.2 | 54.51 | 1 | 1 | Poor
DLEST875 | RIO LERMA 5 | LERMA SANTIAGO PACÃƒÂFICO | MÃƒÂ‰XICO | IXTLAHUACA | RÃƒÂO LERMA 2 | RIO LERMA | LÃƒÂ“TICO (HUMEDAL) | RÃƒÂO | -99.7955 | 19.6163 | 2022 | 36 | 1100 | 460 | 10 | 35.04 | 51.36 | 1 | 1 | Poor
DLEST876 | RIO LERMA 68 | LERMA SANTIAGO PACÃƒÂFICO | MÃƒÂ‰XICO | IXTLAHUACA | RÃƒÂO LERMA 2 | RIO LERMA | LÃƒÂ“TICO (HUMEDAL) | RÃƒÂO | -99.7986 | 19.617 | 2022 | 74 | 2400 | 2400 | 10 | 55.56 | 83.61 | 1 | 1 | Poor
DLEST878 | RIO LERMA 6 | LERMA SANTIAGO PACÃƒÂFICO | MÃƒÂ‰XICO | IXTLAHUACA | RÃƒÂO LERMA 2 | RIO LERMA | LÃƒÂ“TICO (HUMEDAL) | RÃƒÂO | -99.8772 | 19.6455 | 2022 | 70 | 2400 | 2400 | 37.8 | 54 | 67.2 | 1 | 1 | Poor
DLEST879 | RIO LERMA 69 | LERMA SANTIAGO PACÃƒÂFICO | MÃƒÂ‰XICO | IXTLAHUACA | RÃƒÂO LERMA 2 | RIO LERMA | LÃƒÂ“TICO (HUMEDAL) | RÃƒÂO | -99.8782 | 19.6462 | 2022 | 48 | 2400 | 2400 | 10 | 86 | 101.15 | 1 | 1 | Poor
DLEST880 | RIO LERMA 7 | LERMA SANTIAGO PACÃƒÂFICO | MÃƒÂ‰XICO | IXTLAHUACA | RÃƒÂO LERMA 2 | RIO LERMA | LÃƒÂ“TICO (HUMEDAL) | RÃƒÂO | -99.8846 | 19.7021 | 2022 | 68 | 2400 | 2400 | 10 | 40.2 | 55.68 | 1 | 1 | Poor
DLEST882 | ATLACOMULCO | LERMA SANTIAGO PACÃƒÂFICO | MÃƒÂ‰XICO | ATLACOMULCO | RÃƒÂO LERMA 2 | RIO LERMA | LÃƒÂ“TICO A - TIPO 9 | RÃƒÂO | -99.9079 | 19.8051 | 2022 | 43.1 | 6131 | 5172 | 36.6 | 7.2 | 44.08 | 1 | 1 | Poor
DLEST898 | SALIDA MANIANTAL AGUA ESCONDIDA EN CANAL HECTOR MARTINEZ DE MEZA | BALSAS | ESTADO DE MÃƒÂ‰XICO | DONATO GUERRA | RÃƒÂO CUTZAMALA | CANAL HECTOR MARTINEZ DE MEZA | LÃƒÂ“TICO | CANAL | -100.073 | 19.3332 | 2022 | 20 | 15 | 7 | 53 | 15.33 | 27.36 | 1 | 1 | Good
DLEST925 | PUENTE CARRETERA MEXICO-TOLUCA | LERMA SANTIAGO PACÃƒÂFICO | MÃƒÂ‰XICO | LERMA | RÃƒÂO LERMA 1 | RIO LERMA | LÃƒÂ“TICO A - TIPO 9 | RÃƒÂO | -99.5219 | 19.2861 | 2022 | 61.2 | 241960 | 241960 | 10 | 50.5 | 88.44 | 1 | 1 | Poor
DLEST937M1 | PUENTE DIF SOLIS | LERMA SANTIAGO PACÃƒÂFICO | MÃƒÂ‰XICO | TEMASCALCINGO | RÃƒÂO LERMA 2 | RIO LERMA | LÃƒÂ“TICO | RÃƒÂO | -100.0523 | 19.9789 | 2022 | 102 | 150 | 28 | 38.6 | 98.6 | 132.93 | 1 | 1 | Poor
DLEST938M1 | RIO LERMA 11 | LERMA SANTIAGO PACÃƒÂFICO | MÃƒÂ‰XICO | TEMASCALCINGO | RÃƒÂO LERMA 2 | RIO LERMA | LÃƒÂ“TICO | RÃƒÂO | -100.0204 | 19.9548 | 2022 | 34 | 120 | 120 | 47.1 | 13.74 | 24.13 | 1 | 1 | Good
DLEST939 | PUENTE SOLIS(DIF) | LERMA SANTIAGO PACÃƒÂFICO | MÃƒÂ‰XICO | TEMASCALCINGO | RÃƒÂO LERMA 2 | RIO LERMA | LÃƒÂ“TICO | RÃƒÂO | -100.0227 | 19.903 | 2022 | 80 | 20 | 9 | 59.7 | 14.22 | 30.16 | 1 | 1 | Good
DLEST940 | RIO LERMA 9 | LERMA SANTIAGO PACÃƒÂFICO | MÃƒÂ‰XICO | TEMASCALCINGO | RÃƒÂO LERMA 2 | RIO LERMA | LÃƒÂ“TICO | RÃƒÂO | -99.9329 | 19.847 | 2022 | 62 | 2400 | 240 | 49.2 | 45.72 | 70.99 | 1 | 1 | Poor
DLEST941 | RIO LERMA 8 | LERMA SANTIAGO PACÃƒÂFICO | MÃƒÂ‰XICO | ATLACOMULCO | RÃƒÂO LERMA 2 | RIO LERMA | LÃƒÂ“TICO | RÃƒÂO | -99.923 | 19.835 | 2022 | 18 | 2400 | 460 | 30.3 | 49.08 | 72.38 | 1 | 1 | Poor
DLEST946 | RM6 AGUAS ARRIBA DE LA PRESA SAN ILDEFONSO | AGUAS DEL VALLE DE MÃƒÂ‰XICO | MÃƒÂ‰XICO | ACULCO | RÃƒÂO ÃƒÂ‘ADO | RIO ÃƒÂ‘ADO | LÃƒÂ“TICO A - TIPO 6 | RÃƒÂO | -99.9088 | 20.149 | 2022 | 10 | 959 | 464 | 96.4 | 4.72 | 15.05 | 1 | 1 | Good
DLGUA1012 | AGUAS ARRIBA DE LA DESCARGA DE SALAMANCA (DESP.R.LAJA) | LERMA SANTIAGO PACÃƒÂFICO | GUANAJUATO | SALAMANCA | RÃƒÂO LERMA 4 | RIO LERMA | LÃƒÂ“TICO | RÃƒÂO | -101.1767 | 20.5122 | 2022 | 182.8 | 2419600 | 1732900 | 65.6 | 22.2 | 67.15 | 1 | 1 | Poor
DLGUA1013 | PUENTE EL MOLINITO | LERMA SANTIAGO PACÃƒÂFICO | GUANAJUATO | SALAMANCA | RÃƒÂO LERMA 5 | RIO LERMA | LÃƒÂ“TICO A - TIPO 9 | RÃƒÂO | -101.1998 | 20.5652 | 2022 | 481 | 307600 | 155300 | 36.6 | 19.6 | 57.15 | 1 | 1 | Poor
DLGUA1015 | RIO LERMA 30 | LERMA SANTIAGO PACÃƒÂFICO | GUANAJUATO | SALAMANCA | RÃƒÂO LERMA 5 | RIO LERMA | LÃƒÂ“TICO | RÃƒÂO | -101.2237 | 20.5631 | 2022 | 693 | 241960 | 241960 | 21.2 | 22.2 | 98.18 | 1 | 1 | Poor
DLGUA1016 | CANAL TEMASCATIO | LERMA SANTIAGO PACÃƒÂFICO | GUANAJUATO | SALAMANCA | RÃƒÂO LERMA 5 | CANAL TEMASCATIO | LÃƒÂ“TICO A - TIPO 9 | CANAL | -101.2736 | 20.5705 | 2022 | 34.5 | 24196 | 24196 | 14.7 | 2 | 69.03 | 1 | 1 | Poor
DLGUA1017 | RIO LERMA 31 | LERMA SANTIAGO PACÃƒÂFICO | GUANAJUATO | SALAMANCA | RÃƒÂO LERMA 5 | RIO LERMA | LÃƒÂ“TICO A - TIPO 9 | RÃƒÂO | -101.2762 | 20.5667 | 2022 | 44.9 | 24196 | 24196 | 31.5 | 12.3 | 72.97 | 1 | 1 | Poor
DLGUA1018 | PUEBLO NUEVO (ANTES RIO GUANAJUATO) | LERMA SANTIAGO PACÃƒÂFICO | GUANAJUATO | PUEBLO NUEVO | RÃƒÂO LERMA 5 | RIO LERMA | LÃƒÂ“TICO | RÃƒÂO | -101.3135 | 20.539 | 2022 | 47.7 | 98040 | 48840 | 97 | 22.6 | 77.33 | 1 | 1 | Poor
DLGUA1019 | CERRO BLANCO | LERMA SANTIAGO PACÃƒÂFICO | GUANAJUATO | PUEBLO NUEVO | RÃƒÂO LERMA 5 | RIO LERMA | LÃƒÂ“TICO | RÃƒÂO | -101.3424 | 20.5361 | 2022 | 241.5 | 547500 | 517200 | 95.5 | 73 | 341.79 | 1 | 1.96 | Poor
DLGUA1020 | RIO LERMA 28 | LERMA SANTIAGO PACÃƒÂFICO | GUANAJUATO | VALLE DE SANTIAGO | RÃƒÂO LERMA 5 | RIO LERMA | LÃƒÂ“TICO | RÃƒÂO | -101.3683 | 20.5233 | 2022 | 198 | 488400 | 270000 | 10.7 | 81 | 149.21 | 1 | 1 | Poor
DLGUA1021 | RIO LERMA 27 | LERMA SANTIAGO PACÃƒÂFICO | GUANAJUATO | VALLE DE SANTIAGO | RÃƒÂO LERMA 5 | RIO LERMA | LÃƒÂ“TICO A - TIPO 9 | RÃƒÂO | -101.3693 | 20.5102 | 2022 | 206.5 | 241960 | 241960 | 10 | 95.5 | 146.38 | 1 | 1.65 | Poor
DLGUA1022 | SAN GUILLERMO (DESEP.RIO GUANAJUATO) | LERMA SANTIAGO PACÃƒÂFICO | GUANAJUATO | VALLE DE SANTIAGO | RÃƒÂO LERMA 5 | RIO LERMA | LÃƒÂ“TICO | RÃƒÂO | -101.3729 | 20.4865 | 2022 | 309.5 | 241960 | 241960 | 13.9 | 77.5 | 145.36 | 1 | 1.48 | Poor
DLGUA1030W1 | RIO TURBIO 24 | LERMA SANTIAGO PACÃƒÂFICO | GUANAJUATO | PÃƒÂ‰NJAMO | RÃƒÂO LERMA 5 | RIO TURBIO | LÃƒÂ“TICO A - TIPO 8 | RÃƒÂO | -101.6302 | 20.3084 | 2022 | 191.2 | 228600 | 95900 | 31.8 | 29.6 | 78.62 | 1 | 1 | Poor
DLGUA1042M1 | CERRO BLANCO DE MANCERA | LERMA SANTIAGO PACÃƒÂFICO | GUANAJUATO | SALAMANCA | RÃƒÂO LERMA 5 | RIO LERMA | LÃƒÂ“TICO A - TIPO 9 | RÃƒÂO | -101.2536 | 20.576 | 2022 | 758 | 24196 | 24196 | 10 | 187.5 | 317.44 | 1 | 1.14 | Poor
DLGUA1049 | RT-9 RIO TURBIO-PUENTE RIO TURBIO (T. BLANCAS) | LERMA SANTIAGO PACÃƒÂFICO | GUANAJUATO | MANUEL DOBLADO | RÃƒÂO LERMA 5 | RIO TURBIO | LÃƒÂ“TICO A - TIPO 8 | RÃƒÂO | -101.7044 | 20.7229 | 2022 | 784 | 1413600 | 1413600 | 10 | 284.75 | 388.72 | 1 | 7.69 | Poor
DLGUA1061 | RT-4 RIO TURBIO-ESTANCIA DE VAQUEROS | LERMA SANTIAGO PACÃƒÂFICO | GUANAJUATO | LEÃƒÂ“N | RÃƒÂO TURBIO | RIO TURBIO | LÃƒÂ“TICO A - TIPO 8 | RÃƒÂO | -101.7612 | 21.0622 | 2022 | 239.5 | 2419600 | 2419600 | 10 | 105.5 | 1190 | 1 | 100 | Poor
DLGUA1062 | AF-3 ARROYO HONDO-A.A. RIO TURBIO | LERMA SANTIAGO PACÃƒÂFICO | GUANAJUATO | LEÃƒÂ“N | RÃƒÂO TURBIO | RIO TURBIO | LÃƒÂ“TICO A - TIPO 8 | RÃƒÂO | -101.731 | 21.0802 | 2022 | 1207 | 241960 | 241960 | 19.6 | 213.75 | 3253.75 | 2.49 | 15.38 | Poor
DLGUA1063 | AF-2 ARROYO LAS MULAS-A.A. ARROYO HONDO | LERMA SANTIAGO PACÃƒÂFICO | GUANAJUATO | LEÃƒÂ“N | RÃƒÂO TURBIO | RIO TURBIO | LÃƒÂ“TICO A - TIPO 8 | RÃƒÂO | -101.7305 | 21.0851 | 2022 | 178.8 | 2419600 | 2419600 | 10 | 106 | 931.5 | 1 | 1 | Poor
DLGUA1067 | LEON (A) AGUAS ARRIBA | LERMA SANTIAGO PACÃƒÂFICO | GUANAJUATO | LEÃƒÂ“N | RÃƒÂO TURBIO | ARROYO LAS MULAS/RIO TURBIO | LÃƒÂ“TICO | DESCARGA MUNICIPAL | -101.7335 | 21.0927 | 2022 | 27.7 | 2419600 | 2419600 | 46.6 | 94 | 152.26 | 2.55 | 1 | Poor
DLGUA1068W1 | LEON (A) AGUAS ABAJO | LERMA SANTIAGO PACÃƒÂFICO | GUANAJUATO | LEÃƒÂ“N | RÃƒÂO TURBIO | ARROYO LAS MULAS/RIO TURBIO | LÃƒÂ“TICO | RÃƒÂO | -101.7298 | 21.0819 | 2022 | 479 | 241960 | 241960 | 20.9 | 134 | 1731.5 | 2.55 | 31.25 | Poor
DLGUA1078 | AF-4 RIO SANTIAGO-A.A. RIO TURBIO | LERMA SANTIAGO PACÃƒÂFICO | GUANAJUATO | SAN FRANCISCO DEL RINCÃƒÂ“N | RÃƒÂO TURBIO | RIO TURBIO | LÃƒÂ“TICO A - TIPO 8 | RÃƒÂO | -101.837 | 20.9966 | 2022 | 65.4 | 2419600 | 2419600 | 10 | 106.5 | 466.75 | 1 | 2.16 | Poor
DLGUA1079 | RT-6 RIO TURBIO-PASO DE OVEJAS | LERMA SANTIAGO PACÃƒÂFICO | GUANAJUATO | SAN FRANCISCO DEL RINCÃƒÂ“N | RÃƒÂO TURBIO | RIO TURBIO | LÃƒÂ“TICO A - TIPO 8 | RÃƒÂO | -101.8449 | 20.9941 | 2022 | 177.5 | 2419600 | 2419600 | 13.2 | 100.5 | 726.75 | 3.98 | 24.39 | Poor
DLGUA1087 | GUANAJUATO | LERMA SANTIAGO PACÃƒÂFICO | GUANAJUATO | GUANAJUATO | RÃƒÂO LERMA 5 | RIO LERMA | LÃƒÂ“TICO | RÃƒÂO | -101.2887 | 20.9295 | 2022 | 10 | 24196 | 24196 | 55.1 | 2 | 24.24 | 1 | 1 | Regular
DLGUA1138 | RIO GUANAJUATO | LERMA SANTIAGO PACÃƒÂFICO | GUANAJUATO | IRAPUATO | RÃƒÂO LERMA 5 | RIO GUANAJUATO | LÃƒÂ“TICO A - TIPO 9 | RÃƒÂO | -101.3308 | 20.6708 | 2022 | 104.2 | 96000 | 35500 | 10 | 144.25 | 196.87 | 1 | 5.81 | Poor
DLGUA1141 | RT-8 RIO TURBIO-LAS ADJUNTAS | LERMA SANTIAGO PACÃƒÂFICO | GUANAJUATO | MANUEL DOBLADO | RÃƒÂO TURBIO | RIO TURBIO | LÃƒÂ“TICO A - TIPO 8 | RÃƒÂO | -101.8473 | 20.6732 | 2022 | 100.6 | 461100 | 115300 | 10 | 113 | 197.38 | 1 | 1.68 | Poor
DLGUA1143 | AF-7 RIO PENJAMO | LERMA SANTIAGO PACÃƒÂFICO | GUANAJUATO | PÃƒÂ‰NJAMO | RÃƒÂO LERMA 5 | RIO TURBIO | LÃƒÂ“TICO A - TIPO 8 | RÃƒÂO | -101.7118 | 20.4239 | 2022 | 10 | 2419600 | 2419600 | 24.7 | 22.7 | 26.04 | 1 | 1 | Regular
DLGUA1144 | PENJAMO | LERMA SANTIAGO PACÃƒÂFICO | GUANAJUATO | PÃƒÂ‰NJAMO | RÃƒÂO LERMA 5 | RIO LERMA | LÃƒÂ“TICO | RÃƒÂO | -101.7308 | 20.2147 | 2022 | 86 | 12230 | 4570 | 47.2 | 10.3 | 66.82 | 1 | 1 | Poor
DLGUA1145 | RIO LERMA 17 | LERMA SANTIAGO PACÃƒÂFICO | MICHOACÃƒÂN DE OCAMPO | ANGAMACUTIRO | RÃƒÂO LERMA 5 | RIO LERMA | LÃƒÂ“TICO | RÃƒÂO | -101.7018 | 20.189 | 2022 | 304.4 | 15530 | 13330 | 30.2 | 2 | 96.72 | 1 | 1 | Poor
DLGUA1148 | RIO LERMA 35 | LERMA SANTIAGO PACÃƒÂFICO | GUANAJUATO | ACÃƒÂMBARO | RÃƒÂO LERMA 4 | RIO LERMA | LÃƒÂ“TICO | RÃƒÂO | -100.8254 | 20.0766 | 2022 | 130.5 | 3255 | 794 | 46.2 | 9.9 | 28.29 | 1 | 1 | Regular
DLGUA1149 | RIO LERMA 36 | LERMA SANTIAGO PACÃƒÂFICO | GUANAJUATO | ACÃƒÂMBARO | RÃƒÂO LERMA 4 | RIO LERMA | LÃƒÂ“TICO | RÃƒÂO | -100.8285 | 20.0811 | 2022 | 99.4 | 17329 | 9804 | 40.7 | 8.4 | 36.13 | 1 | 1 | Regular
DLGUA1151 | ACAMBARO (PUENTE FERROCARIL) | LERMA SANTIAGO PACÃƒÂFICO | GUANAJUATO | ACÃƒÂMBARO | RÃƒÂO LERMA 4 | RIO LERMA | LÃƒÂ“TICO | RÃƒÂO | -100.7616 | 20.0533 | 2022 | 30.5 | 15531 | 12997 | 42.3 | 2 | 11.65 | 1 | 1 | Regular
DLGUA1152 | PUENTE FFCC ACAMBARO | LERMA SANTIAGO PACÃƒÂFICO | GUANAJUATO | ACÃƒÂMBARO | RÃƒÂO LERMA 4 | RIO LERMA | LÃƒÂ“TICO A - TIPO 9 | RÃƒÂO | -100.7307 | 20.049 | 2022 | 107.6 | 24196 | 24196 | 63.9 | 8.8 | 12.66 | 1 | 1 | Regular
DLGUA1156 | RIO LERMA 34 (AGUA CALIENTE 1) | LERMA SANTIAGO PACÃƒÂFICO | GUANAJUATO | ACÃƒÂMBARO | RÃƒÂO LERMA 4 | RIO LERMA | LÃƒÂ“TICO | RÃƒÂO | -100.6816 | 20.0419 | 2022 | 13.5 | 24196 | 24196 | 68.2 | 2 | 10 | 1 | 1 | Regular
DLGUA1157 | RIO LERMA 15 | LERMA SANTIAGO PACÃƒÂFICO | GUANAJUATO | ACÃƒÂMBARO | RÃƒÂO LERMA 4 | RIO LERMA | LÃƒÂ“TICO | RÃƒÂO | -100.6793 | 20.0486 | 2022 | 16.1 | 2481 | 41 | 152.2 | 2 | 26.16 | 1 | 1 | Regular
DLGUA1171 | RIO LERMA 37 | LERMA SANTIAGO PACÃƒÂFICO | GUANAJUATO | SALVATIERRA | RÃƒÂO LERMA 4 | RIO LERMA | LÃƒÂ“TICO | RÃƒÂO | -100.8841 | 20.1802 | 2022 | 36.5 | 9804 | 3076 | 53 | 7.8 | 19.14 | 1 | 1 | Regular
DLGUA1172 | EJIDO DE LA ANGOSTURA | LERMA SANTIAGO PACÃƒÂFICO | GUANAJUATO | SALVATIERRA | RÃƒÂO LERMA 4 | RIO LERMA | LÃƒÂ“TICO | RÃƒÂO | -100.8886 | 20.2246 | 2022 | 60 | 24196 | 24196 | 56.4 | 13.3 | 31.44 | 1 | 1 | Regular
DLGUA1175 | RIO LERMA 45 | LERMA SANTIAGO PACÃƒÂFICO | GUANAJUATO | SALVATIERRA | RÃƒÂO LERMA 4 | RIO LERMA | LÃƒÂ“TICO | RÃƒÂO | -100.939 | 20.2739 | 2022 | 72.2 | 24196 | 15531 | 48.2 | 8.2 | 12.48 | 1 | 1 | Regular
DLGUA1176 | ARMADILLO | LERMA SANTIAGO PACÃƒÂFICO | GUANAJUATO | SALVATIERRA | RÃƒÂO LERMA 4 | RIO LERMA | LÃƒÂ“TICO | RÃƒÂO | -101.0223 | 20.2838 | 2022 | 37.3 | 2755 | 422 | 60.1 | 8.2 | 17.47 | 1 | 1 | Regular
DLGUA1177 | RIO LERMA 24 | LERMA SANTIAGO PACÃƒÂFICO | GUANAJUATO | JARAL DEL PROGRESO | RÃƒÂO LERMA 4 | RIO LERMA | LÃƒÂ“TICO | RÃƒÂO | -101.0385 | 20.3362 | 2022 | 76.1 | 24196 | 3873 | 27.2 | 8.1 | 16.64 | 1 | 1 | Regular
DLGUA1178 | SANTA JULIA | LERMA SANTIAGO PACÃƒÂFICO | GUANAJUATO | JARAL DEL PROGRESO | RÃƒÂO LERMA 4 | RIO LERMA | LÃƒÂ“TICO | RÃƒÂO | -101.0198 | 20.3995 | 2022 | 183.4 | 7030 | 1990 | 43.5 | 12.4 | 28.42 | 1 | 1 | Regular
DLGUA1180 | RIO LERMA 26 | LERMA SANTIAGO PACÃƒÂFICO | GUANAJUATO | JARAL DEL PROGRESO | RÃƒÂO LERMA 4 | RIO LERMA | LÃƒÂ“TICO | RÃƒÂO | -101.0311 | 20.4137 | 2022 | 21.4 | 5475 | 683 | 46 | 66 | 88.44 | 1 | 1 | Poor
DLGUA957 | RIO LERMA 19 | LERMA SANTIAGO PACÃƒÂFICO | GUANAJUATO | PÃƒÂ‰NJAMO | RÃƒÂO LERMA 6 | RIO LERMA | LÃƒÂ“TICO | RÃƒÂO | -101.9399 | 20.2513 | 2022 | 778.6 | 141360 | 111990 | 94 | 21.5 | 27.59 | 1 | 1 | Regular
DLGUA960 | AF-6 RIO COLORADO | LERMA SANTIAGO PACÃƒÂFICO | GUANAJUATO | MANUEL DOBLADO | RÃƒÂO TURBIO | RIO TURBIO | LÃƒÂ“TICO A - TIPO 8 | RÃƒÂO | -101.8831 | 20.6521 | 2022 | 10 | 439 | 292 | 83.3 | 2 | 10 | 1 | 1 | Good
DLGUE1222 | RH20-1 COSTA CHICA-RIO VERDE | PACÃƒÂFICO SUR | GUERRERO | ACAPULCO DE JUÃƒÂREZ | RÃƒÂO PAPAGAYO 4 | RIO PAPAGAYO | LÃƒÂ“TICO | RÃƒÂO | -99.6159 | 16.7249 | 2022 | 860.6 | 24000 | 210 | 48.3 | 2 | 22.88 | 1 | 1 | Regular
DLGUE1223 | RIO PAPAGAYO 10 | PACÃƒÂFICO SUR | GUERRERO | ACAPULCO DE JUÃƒÂREZ | RÃƒÂO PAPAGAYO 4 | RIO PAPAGAYO | LÃƒÂ“TICO | RÃƒÂO | -99.6055 | 16.7169 | 2022 | 1125.3 | 24000 | 750 | 51.1 | 2 | 17.88 | 1 | 1 | Regular
DLGUE1226 | RIO PAPAGAYO 12 | PACÃƒÂFICO SUR | GUERRERO | ACAPULCO DE JUÃƒÂREZ | RÃƒÂO PAPAGAYO 4 | RIO PAPAGAYO | LÃƒÂ“TICO (HUMEDAL) | RÃƒÂO | -99.6051 | 16.71 | 2022 | 1308.7 | 24000 | 90 | 54.6 | 2 | 28.71 | 1 | 1 | Regular
DLGUE1228 | RIO PAPAGAYO 9 | PACÃƒÂFICO SUR | GUERRERO | SAN MARCOS | RÃƒÂO PAPAGAYO 4 | RIO PAPAGAYO | LÃƒÂ“TICO | RÃƒÂO | -99.6008 | 16.7855 | 2022 | 380 | 4600 | 1500 | 54.4 | 2 | 29.54 | 1 | 1 | Regular
DLGUE1229 | RIO PAPAGAYO 8 | PACÃƒÂFICO SUR | GUERRERO | ACAPULCO DE JUÃƒÂREZ | RÃƒÂO PAPAGAYO 4 | RIO PAPAGAYO | LÃƒÂ“TICO (HUMEDAL) | RÃƒÂO | -99.6278 | 16.8356 | 2022 | 396.3 | 11000 | 2400 | 54.8 | 2 | 32.88 | 1 | 1 | Regular
DLGUE1230 | RIO PAPAGAYO 7 | PACÃƒÂFICO SUR | GUERRERO | ACAPULCO DE JUÃƒÂREZ | RÃƒÂO PAPAGAYO 4 | RIO PAPAGAYO | LÃƒÂ“TICO | RÃƒÂO | -99.6428 | 16.8502 | 2022 | 438.1 | 24000 | 11000 | 54.9 | 2 | 24.96 | 1 | 1 | Regular
DLGUE1231 | RIO PAPAGAYO 6 | PACÃƒÂFICO SUR | GUERRERO | ACAPULCO DE JUÃƒÂREZ | RÃƒÂO PAPAGAYO 4 | RIO PAPAGAYO | LÃƒÂ“TICO (HUMEDAL) | RÃƒÂO | -99.6166 | 16.8875 | 2022 | 372.7 | 11000 | 4600 | 56 | 2 | 38.29 | 1 | 1 | Regular
DLGUE1234 | RIO PAPAGAYO 5 | PACÃƒÂFICO SUR | GUERRERO | ACAPULCO DE JUÃƒÂREZ | RÃƒÂO PAPAGAYO 3 | RIO PAPAGAYO | LÃƒÂ“TICO | RÃƒÂO | -99.554 | 17.1083 | 2022 | 346.8 | 24000 | 24000 | 55 | 2 | 28.29 | 1 | 1 | Regular
DLGUE1238 | PUENTE PAPAGAYO | PACÃƒÂFICO SUR | GUERRERO | ACAPULCO DE JUÃƒÂREZ | RÃƒÂO PAPAGAYO 2 | RIO PAPAGAYO | LÃƒÂ“TICO | RÃƒÂO | -99.5899 | 17.1575 | 2022 | 1262 | 24000 | 24000 | 62.8 | 2 | 23.71 | 1 | 1 | Regular
DLGUE1239 | PUENTE LAS HORQUETAS | PACÃƒÂFICO SUR | GUERRERO | ACAPULCO DE JUÃƒÂREZ | RÃƒÂO PAPAGAYO 4 | RIO PAPAGAYO | LÃƒÂ“TICO | RÃƒÂO | -99.6039 | 16.7747 | 2022 | 1325 | 24000 | 430 | 53.8 | 2 | 39.13 | 1 | 1 | Regular
DLGUE1240 | RIO PAPAGAYO 3 | PACÃƒÂFICO SUR | GUERRERO | ACAPULCO DE JUÃƒÂREZ | RÃƒÂO PAPAGAYO 2 | RIO PAPAGAYO | LÃƒÂ“TICO | RÃƒÂO | -99.591 | 17.1556 | 2022 | 2540 | 24000 | 24000 | 68.7 | 2 | 77.46 | 1 | 1 | Poor
DLGUE1241 | RIO PAPAGAYO 2 | PACÃƒÂFICO SUR | GUERRERO | JUAN R. ESCUDERO | RÃƒÂO PAPAGAYO 2 | RIO PAPAGAYO | LÃƒÂ“TICO | RÃƒÂO | -99.5932 | 17.1631 | 2022 | 462.2 | 24000 | 24000 | 55.6 | 2 | 39.13 | 1 | 1 | Regular
DLGUE1242 | RIO PAPAGAYO 1 | PACÃƒÂFICO SUR | GUERRERO | ACAPULCO DE JUÃƒÂREZ | RÃƒÂO PAPAGAYO 2 | RIO PAPAGAYO | LÃƒÂ“TICO | RÃƒÂO | -99.6284 | 17.1624 | 2022 | 482.8 | 24000 | 24000 | 51.6 | 2 | 40.38 | 1 | 1 | Poor
DLGUE1243 | RIO PAPAGAYO 4 | PACÃƒÂFICO SUR | GUERRERO | JUAN R. ESCUDERO | RÃƒÂO PAPAGAYO 2 | RIO PAPAGAYO | LÃƒÂ“TICO | RÃƒÂO | -99.5932 | 17.1522 | 2022 | 2618.4 | 24000 | 24000 | 55.4 | 2 | 38.71 | 1 | 1 | Regular
DLGUE1286 | PUENTE SAN JERONIMO | PACÃƒÂFICO SUR | GUERRERO | BENITO JUÃƒÂREZ | RÃƒÂO ATOYAC 2 | RIO ATOYAC | LÃƒÂ“TICO | RÃƒÂO | -100.4637 | 17.1416 | 2022 | 51 | 24000 | 24000 | 71.2 | 2 | 43.29 | 1 | 1 | Poor
DLGUE1340 | ZIRANDARO | BALSAS | GUERRERO | ZIRÃƒÂNDARO | RÃƒÂO BAJO BALSAS | RIO BALSAS | LÃƒÂ“TICO | RÃƒÂO | -100.9859 | 18.489 | 2022 | 178 | 24000 | 24000 | 79.4 | 2 | 52.04 | 1 | 1 | Poor
DLGUE1342 | PUENTE CIUDAD ALTAMIRANO | BALSAS | GUERRERO | PUNGARABATO | RÃƒÂO MEDIO BALSAS | RIO CUTZAMALA | LÃƒÂ“TICO (HUMEDAL) | RÃƒÂO | -100.6653 | 18.3626 | 2022 | 22 | 24000 | 24000 | 81.3 | 2 | 15.79 | 1 | 1 | Regular
DLGUE1344 | PUENTE MIGUEL ALEMAN (COYUCA DE CATALAN) | BALSAS | GUERRERO | COYUCA DE CATALÃƒÂN | RÃƒÂO MEDIO BALSAS | RIO BALSAS | LÃƒÂ“TICO (HUMEDAL) | RÃƒÂO | -100.6951 | 18.328 | 2022 | 30 | 24000 | 24000 | 79.7 | 2 | 13.71 | 1 | 1 | Regular
DLGUE1349 | RH16-5 BALSAS | BALSAS | GUERRERO | EDUARDO NERI | RÃƒÂO MEDIO BALSAS | RIO BALSAS | LÃƒÂ“TICO (HUMEDAL) | RÃƒÂO | -99.7683 | 18.0053 | 2022 | 386.7 | 24000 | 24000 | 81.3 | 2.14 | 13.29 | 1 | 1 | Regular
DLGUE1376 | RH20-2 COSTA CHICA-RIO VERDE | PACÃƒÂFICO SUR | GUERRERO | CUAJINICUILAPA | RÃƒÂO OMETEPEC 4 | RIO SANTA CATARINA | LÃƒÂ“TICO (HUMEDAL) | RÃƒÂO | -98.4927 | 16.5768 | 2022 | 412 | 11000 | 4600 | 30.4 | 2 | 45.79 | 1 | 1 | Poor
DLGUE1381 | PUENTE MILPILLAS | PACÃƒÂFICO SUR | GUERRERO | OMETEPEC | RÃƒÂO OMETEPEC 4 | RIO SANTA CATARINA | LÃƒÂ“TICO (HUMEDAL) | RÃƒÂO | -98.4614 | 16.5782 | 2022 | 710 | 24000 | 930 | 30.9 | 2 | 13.71 | 1 | 1 | Regular
DLGUE1382 | RIO SANTA CATARINA 3 | PACÃƒÂFICO SUR | GUERRERO | OMETEPEC | RÃƒÂO OMETEPEC 4 | RIO SANTA CATARINA | LÃƒÂ“TICO | RÃƒÂO | -98.4564 | 16.5769 | 2022 | 765.5 | 11000 | 4600 | 53.7 | 2 | 18.29 | 1 | 1 | Regular
DLGUE1386 | RIO SANTA CATARINA 4 | PACÃƒÂFICO SUR | GUERRERO | OMETEPEC | RÃƒÂO OMETEPEC 4 | RIO SANTA CATARINA | LÃƒÂ“TICO (HUMEDAL) | RÃƒÂO | -98.3331 | 16.6784 | 2022 | 506.1 | 11000 | 2400 | 57.4 | 2 | 16.63 | 1 | 1 | Regular
DLGUE1387 | RIO SANTA CATARINA 5 | PACÃƒÂFICO SUR | GUERRERO | OMETEPEC | RÃƒÂO OMETEPEC 4 | RIO SANTA CATARINA | LÃƒÂ“TICO | RÃƒÂO | -98.3268 | 16.6833 | 2022 | 421.3 | 11000 | 4600 | 58.3 | 2 | 30.79 | 1 | 1 | Regular
DLGUE1415 | PAPALUTLA | BALSAS | GUERRERO | COPALILLO | RÃƒÂO BAJO ATOYAC | RIO BALSAS | LÃƒÂ“TICO | RÃƒÂO | -98.907 | 18.0231 | 2022 | 2312.5 | 24000 | 24000 | 57.2 | 2 | 36.63 | 1 | 1 | Regular
DLGUE6482 | RÃƒÂO ATOYAC-A | PACÃƒÂFICO SUR | GUERRERO | ATOYAC DE ALVAREZ | RIO ATOYAC 1 | RIO ATOYAC | LÃƒÂ“TICO | RÃƒÂO | -100.4368 | 17.2242 | 2022 | 48 | 24000 | 24000 | 68.1 | 2 | 31.21 | 1 | 1 | Regular
DLGUE6483 | RÃƒÂO ATOYAC-B | PACÃƒÂFICO SUR | GUERRERO | ATOYAC DE ALVAREZ | RIO ATOYAC 1 | RIO ATOYAC | LÃƒÂ“TICO | RÃƒÂO | -100.444 | 17.1906 | 2022 | 53 | 24000 | 24000 | 70.3 | 2 | 40.38 | 1 | 1 | Poor
DLHID1435 | PRESA DERIVADORA TLAMACO-JUANDHO (RS1) | AGUAS DEL VALLE DE MÃƒÂ‰XICO | HIDALGO | ATITALAQUIA | RÃƒÂO SALADO | PRESA DERIVADORA TLAMACO-JUANDO | LÃƒÂ“TICO | CANAL | -99.223 | 20.0347 | 2022 | 136 | 2400 | 2400 | 30.5 | 237.75 | 303.32 | 1 | 1 | Poor
DLHID1447 | SALMITEX, S.A. DE C.V. (AGUAS ABAJO) | AGUAS DEL VALLE DE MÃƒÂ‰XICO | HIDALGO | TEPEJI DEL RÃƒÂO DE OCAMPO | PRESA ENDHÃƒÂ“ | RIO JILOTEPEC | LÃƒÂ“TICO | DESCARGA | -99.3649 | 19.9714 | 2022 | 12 | 2400 | 460 | 44.3 | 19.56 | 40.94 | 1 | 1 | Poor
DLHID1451 | PILGRIMÃ‚Â´S PRIDE, S.A. DE C.V. AGUAS ARRIBA RIO TEPEJI | AGUAS DEL VALLE DE MÃƒÂ‰XICO | HIDALGO | TEPEJI DEL RÃƒÂO DE OCAMPO | PRESA REQUENA | RIO TEPEJI | LÃƒÂ“TICO | DESCARGA | -99.343 | 19.8892 | 2022 | 26 | 460 | 460 | 41.5 | 12.72 | 17.14 | 1 | 1 | Good
DLHID1458 | KM 0+00 CANAL ENDHO (SOT) | AGUAS DEL VALLE DE MÃƒÂ‰XICO | HIDALGO | TEPETITLÃƒÂN | RÃƒÂO TULA | CANAL ENDHO | LÃƒÂ“TICO | CANAL | -99.3568 | 20.1588 | 2022 | 14 | 2400 | 2400 | 33 | 132.31 | 163.39 | 1 | 1 | Poor
DLHID1462 | PISCICOLA TEZONTEPEC DE ALDAMA (RT-2A) | AGUAS DEL VALLE DE MÃƒÂ‰XICO | HIDALGO | TEZONTEPEC DE ALDAMA | RÃƒÂO TULA | RIO TULA | LÃƒÂ“TICO | RÃƒÂO | -99.2809 | 20.1946 | 2022 | 10 | 2400 | 1100 | 61 | 15.57 | 30.01 | 1 | 1 | Regular
DLHID1487 | RH17 AGUAS ARRIBA DE LA DESCARGA DEL GEISER | GOLFO NORTE | HIDALGO | TECOZAUTLA | RÃƒÂO SAN JUAN 2 | RIO SAN JUAN DEL RIO | LÃƒÂ“TICO A - TIPO 6 | RÃƒÂO | -99.6962 | 20.5744 | 2022 | 11.2 | 24196 | 11199 | 85.6 | 4.2 | 47.67 | 1 | 1 | Poor
DLHID1491 | RH26-3 PANUCO | GOLFO NORTE | HIDALGO | TECOZAUTLA | RÃƒÂO SAN JUAN 2 | RIO SAN JUAN | LÃƒÂ“TICO | RÃƒÂO | -99.6926 | 20.5812 | 2022 | 16 | 2400 | 2400 | 67.3 | 24.6 | 34.27 | 1 | 1 | Regular
DLHID1494 | RH26-7 PANUCO | GOLFO NORTE | HIDALGO | TASQUILLO | RÃƒÂO TULA | RIO TULA | LÃƒÂ“TICO | RÃƒÂO | -99.368 | 20.5855 | 2022 | 38 | 2400 | 1100 | 74.9 | 46.68 | 61.88 | 1 | 1 | Poor
DLHID1495 | RIO TULA (PUENTE DE FIERRO) | AGUAS DEL VALLE DE MÃƒÂ‰XICO | HIDALGO | TASQUILLO | RÃƒÂO TULA | RIO TULA | LÃƒÂ“TICO | RÃƒÂO | -99.3462 | 20.5754 | 2022 | 26 | 240 | 240 | 60.1 | 11.1 | 22.26 | 1 | 1 | Good
DLHID1502 | PUENTE DE LA CD. DE IXMIQUILPAN (RT-4) | AGUAS DEL VALLE DE MÃƒÂ‰XICO | HIDALGO | IXMIQUILPAN | RÃƒÂO TULA | RIO TULA | LÃƒÂ“TICO | RÃƒÂO | -99.2212 | 20.4808 | 2022 | 16 | 460 | 460 | 72.9 | 13.05 | 25.17 | 1 | 1 | Good
DLHID6516 | SOLEDAD DE COYUL | GOLFO NORTE | HIDALGO | CHAPULHUACÃƒÂN | RIO AMAJAC | RÃƒÂO AMAJAC | LÃƒÂ“TICO | RÃƒÂO | -98.955 | 21.0727 | 2022 | 22 | 3 | 3 | 107.4 | 3.92 | 10 | 1 | 1 | Good
DLHID6517 | PALO VERDE | GOLFO NORTE | HIDALGO | CHAPULHUACÃƒÂN | RIO AMAJAC | RÃƒÂO AMAJAC | LÃƒÂ“TICO | RÃƒÂO | -98.9483 | 21.0816 | 2022 | 16 | 3 | 3 | 103.2 | 3.94 | 10 | 1 | 1 | Good
DLHID6518 | HUATEPANGO | GOLFO NORTE | HIDALGO | TEPEHUACÃƒÂN DE GUERRERO | RIO AMAJAC | RÃƒÂO AMAJAC | LÃƒÂ“TICO | RÃƒÂO | -98.8854 | 21.0962 | 2022 | 18 | 52 | 41 | 116.3 | 2.15 | 10 | 1 | 1 | Good
DLHID6519 | BOCA DEL RIO | GOLFO NORTE | HIDALGO | TLAHUILTEPA | RIO AMAJAC | RÃƒÂO AMAJAC | LÃƒÂ“TICO | RÃƒÂO | -99.0021 | 20.9917 | 2022 | 10 | 3 | 3 | 93.5 | 4.92 | 10 | 1 | 1 | Good
DLHID6520 | CAÃƒÂ‘ITAS | GOLFO NORTE | HIDALGO | LA MISIÃƒÂ“N | RIO AMAJAC | RÃƒÂO AMAJAC | LÃƒÂ“TICO | RÃƒÂO | -98.9633 | 21.0518 | 2022 | 10 | 20 | 10 | 106.1 | 4.36 | 10 | 1 | 1 | Good
DLHID6521 | ACOPINALCO | AGUAS DEL VALLE DE MÃƒÂ‰XICO | HIDALGO | APAN | RIO DE LAS AVENIDAS DE PACHUCA | RÃƒÂO EL PAPALOTE | LÃƒÂ“TICO | RÃƒÂO | -98.5553 | 19.7153 | 2022 | 48 | 24196 | 24196 | 10 | 9.3 | 387.44 | 1 | 2.2 | Poor
DLMIC1521 | TERMOELECTRICA P. ELIAS CALLES DESCARGA AL BALSAS | BALSAS | GUERRERO | LA UNIÃƒÂ“N DE ISIDORO MONTES DE OCA | RÃƒÂO BAJO BALSAS | OCEANO PACIFICO | LÃƒÂ“TICO | RÃƒÂO | -102.1361 | 17.9676 | 2022 | 10 | 280 | 210 | 65.3 | 2 | 26.21 | 1 | 1 | Good
DLMIC1530 | RIO BALSAS PUENTE IGNACIO CHAVEZ | BALSAS | MICHOACÃƒÂN DE OCAMPO | LÃƒÂZARO CÃƒÂRDENAS | RÃƒÂO BAJO BALSAS | ESTERO EL CAROLINO | LÃƒÂ“TICO (HUMEDAL) | RÃƒÂO | -102.1756 | 17.992 | 2022 | 14.2 | 10462 | 262 | 75.2 | 2 | 11.7 | 1 | 1 | Regular
DLMIC1533M1 | AGUAS ARRIBA OBRA DE TOMA | BALSAS | MICHOACÃƒÂN DE OCAMPO | LÃƒÂZARO CÃƒÂRDENAS | RÃƒÂO BAJO BALSAS | RIO BALSAS | LÃƒÂ“TICO | RÃƒÂO | -102.1985 | 17.9709 | 2022 | 10 | 19863 | 9804 | 84.1 | 2 | 10 | 1 | 1 | Regular
DLMIC1549 | RIO BALSAS 5 | BALSAS | MICHOACÃƒÂN DE OCAMPO | LÃƒÂZARO CÃƒÂRDENAS | RÃƒÂO BAJO BALSAS | RIO BALSAS | LÃƒÂ“TICO | RÃƒÂO | -102.2083 | 18.0085 | 2022 | 10 | 230 | 30 | 65.8 | 2 | 41.21 | 1 | 1 | Poor
DLMIC1552 | RIO BALSAS 7 | BALSAS | MICHOACÃƒÂN DE OCAMPO | LÃƒÂZARO CÃƒÂRDENAS | RÃƒÂO BAJO BALSAS | RIO BALSAS | LÃƒÂ“TICO (HUMEDAL) | RÃƒÂO | -102.2045 | 18.0158 | 2022 | 10 | 24000 | 11000 | 65.1 | 2 | 39.13 | 1 | 1 | Regular
DLMIC1554 | RIO BALSAS 8 | BALSAS | MICHOACÃƒÂN DE OCAMPO | LÃƒÂZARO CÃƒÂRDENAS | RÃƒÂO BAJO BALSAS | RIO BALSAS | LÃƒÂ“TICO | RÃƒÂO | -102.1853 | 18.0299 | 2022 | 10 | 11000 | 2100 | 65.9 | 2 | 24.54 | 1 | 1 | Regular
DLMIC1561 | RIO BALSAS 11 | BALSAS | GUERRERO | LA UNIÃƒÂ“N DE ISIDORO MONTES DE OCA | RÃƒÂO BAJO BALSAS | RIO BALSAS | LÃƒÂ“TICO (HUMEDAL) | RÃƒÂO | -102.1776 | 18.1174 | 2022 | 10 | 90 | 3 | 50.1 | 2 | 26.21 | 1 | 1 | Good
DLMIC1563 | RIO BALSAS 12 | BALSAS | MICHOACÃƒÂN DE OCAMPO | LÃƒÂZARO CÃƒÂRDENAS | RÃƒÂO BAJO BALSAS | RIO BALSAS | LÃƒÂ“TICO (HUMEDAL) | RÃƒÂO | -102.1629 | 18.1475 | 2022 | 10 | 40 | 3 | 55.1 | 2 | 29.96 | 1 | 1 | Good
DLMIC1564 | RIO BALSAS 13 | BALSAS | MICHOACÃƒÂN DE OCAMPO | LÃƒÂZARO CÃƒÂRDENAS | RÃƒÂO BAJO BALSAS | RIO BALSAS | LÃƒÂ“TICO (HUMEDAL) | RÃƒÂO | -102.1587 | 18.1672 | 2022 | 10 | 230 | 90 | 57.7 | 2 | 27.04 | 1 | 1 | Good
DLMIC1566 | RIO BALSAS 14 | BALSAS | MICHOACÃƒÂN DE OCAMPO | LÃƒÂZARO CÃƒÂRDENAS | RÃƒÂO BAJO BALSAS | RIO BALSAS | LÃƒÂ“TICO (HUMEDAL) | RÃƒÂO | -102.1316 | 18.1898 | 2022 | 10 | 230 | 40 | 52.7 | 2 | 28.29 | 1 | 1 | Good
DLMIC1567 | RIO BALSAS 15 | BALSAS | MICHOACÃƒÂN DE OCAMPO | ARTEAGA | RÃƒÂO BAJO BALSAS | RIO BALSAS | LÃƒÂ“TICO (HUMEDAL) | RÃƒÂO | -102.0701 | 18.1943 | 2022 | 10 | 230 | 90 | 52.8 | 2 | 29.54 | 1 | 1 | Good
DLMIC1568 | RIO BALSAS 16 | BALSAS | GUERRERO | LA UNIÃƒÂ“N DE ISIDORO MONTES DE OCA | RÃƒÂO BAJO BALSAS | RIO BALSAS | LÃƒÂ“TICO (HUMEDAL) | RÃƒÂO | -102.0088 | 18.2043 | 2022 | 10 | 230 | 40 | 57.3 | 2 | 16.63 | 1 | 1 | Good
DLMIC1569 | RIO BALSAS 17 | BALSAS | GUERRERO | LA UNIÃƒÂ“N DE ISIDORO MONTES DE OCA | RÃƒÂO BAJO BALSAS | RIO BALSAS | LÃƒÂ“TICO (HUMEDAL) | RÃƒÂO | -101.9599 | 18.2299 | 2022 | 10 | 230 | 90 | 50.3 | 2 | 19.96 | 1 | 1 | Good
DLMIC1570 | RIO BALSAS 18 | BALSAS | MICHOACÃƒÂN DE OCAMPO | ARTEAGA | RÃƒÂO BAJO BALSAS | RIO BALSAS | LÃƒÂ“TICO (HUMEDAL) | RÃƒÂO | -101.9068 | 18.2463 | 2022 | 10 | 430 | 230 | 52.9 | 2 | 18.29 | 1 | 1 | Good
DLMIC1571 | RIO BALSAS 19 | BALSAS | MICHOACÃƒÂN DE OCAMPO | ARTEAGA | RÃƒÂO BAJO BALSAS | RIO BALSAS | LÃƒÂ“TICO (HUMEDAL) | RÃƒÂO | -101.9067 | 18.2628 | 2022 | 10 | 4600 | 2400 | 66.5 | 2 | 29.96 | 1 | 1 | Regular
DLMIC1573 | RIO BALSAS 21 | BALSAS | MICHOACÃƒÂN DE OCAMPO | ARTEAGA | RÃƒÂO BAJO BALSAS | RIO BALSAS | LÃƒÂ“TICO (HUMEDAL) | RÃƒÂO | -101.9021 | 18.2692 | 2022 | 10 | 40 | 3 | 66.7 | 2 | 32.04 | 1 | 1 | Good
DLMIC1574 | RIO BALSAS 22 | BALSAS | MICHOACÃƒÂN DE OCAMPO | ARTEAGA | RÃƒÂO BAJO BALSAS | RIO BALSAS | LÃƒÂ“TICO (HUMEDAL) | RÃƒÂO | -101.8992 | 18.2746 | 2022 | 10 | 140 | 90 | 68.3 | 2 | 34.54 | 1 | 1 | Good
DLMIC1582 | RIO BALSAS 6 | BALSAS | GUERRERO | LA UNIÃƒÂ“N DE ISIDORO MONTES DE OCA | RÃƒÂO BAJO BALSAS | RIO BALSAS | LÃƒÂ“TICO | RÃƒÂO | -102.1801 | 18.0038 | 2022 | 10 | 930 | 430 | 60.4 | 2 | 28.71 | 1 | 1 | Good
DLMIC1583 | RIO BALSAS 4 | BALSAS | GUERRERO | LA UNIÃƒÂ“N DE ISIDORO MONTES DE OCA | RÃƒÂO BAJO BALSAS | RIO BALSAS | LÃƒÂ“TICO | RÃƒÂO | -102.1589 | 17.9818 | 2022 | 10 | 390 | 230 | 57.7 | 2 | 29.54 | 1 | 1 | Good
DLMIC1590 | RIO LERMA 18 | LERMA SANTIAGO PACÃƒÂFICO | MICHOACÃƒÂN DE OCAMPO | BRISEÃƒÂ‘AS | RÃƒÂO LERMA 7 | RIO LERMA | LÃƒÂ“TICO (HUMEDAL) | RÃƒÂO | -102.6196 | 20.2379 | 2022 | 20.1 | 5172 | 199 | 33.6 | 11.1 | 42.03 | 1 | 1 | Poor
DLMIC1592 | RIO DUERO 2 | LERMA SANTIAGO PACÃƒÂFICO | MICHOACÃƒÂN DE OCAMPO | VISTA HERMOSA | RÃƒÂO LERMA 7 | RIO DUERO | LÃƒÂ“TICO A - TIPO 9 | RÃƒÂO | -102.5326 | 20.2436 | 2022 | 27.4 | 24196 | 12033 | 39.4 | 14.3 | 18.39 | 1 | 1 | Regular
DLMIC1595 | RIO LERMA 56 | LERMA SANTIAGO PACÃƒÂFICO | MICHOACÃƒÂN DE OCAMPO | TANHUATO | RÃƒÂO LERMA 7 | RIO LERMA | LÃƒÂ“TICO | RÃƒÂO | -102.3496 | 20.3349 | 2022 | 300 | 20980 | 8200 | 58.6 | 9.2 | 56.31 | 1 | 1 | Poor
DLMIC1596 | RIO LERMA 57 | LERMA SANTIAGO PACÃƒÂFICO | MICHOACÃƒÂN DE OCAMPO | TANHUATO | RÃƒÂO LERMA 7 | RIO LERMA | LÃƒÂ“TICO | RÃƒÂO | -102.3457 | 20.335 | 2022 | 305 | 48840 | 19040 | 55.3 | 25.4 | 53.23 | 1 | 1 | Poor
DLMIC1598 | YURECUARO | LERMA SANTIAGO PACÃƒÂFICO | JALISCO | AYOTLÃƒÂN | RÃƒÂO LERMA 7 | RIO LERMA | LÃƒÂ“TICO | RÃƒÂO | -102.2809 | 20.3449 | 2022 | 477.5 | 34480 | 10860 | 52.9 | 19.1 | 63.23 | 1 | 1 | Poor
DLMIC1606 | RIO LERMA 40 | LERMA SANTIAGO PACÃƒÂFICO | MICHOACÃƒÂN DE OCAMPO | NUMARÃƒÂN | RÃƒÂO LERMA 6 | RIO LERMA | LÃƒÂ“TICO | RÃƒÂO | -101.9299 | 20.217 | 2022 | 791.4 | 241960 | 193290 | 62.4 | 16.7 | 26.75 | 1 | 1 | Regular
DLMIC1607 | RIO LERMA 58 | LERMA SANTIAGO PACÃƒÂFICO | GUANAJUATO | PÃƒÂ‰NJAMO | RÃƒÂO LERMA 6 | RIO LERMA | LÃƒÂ“TICO | RÃƒÂO | -101.9668 | 20.3584 | 2022 | 80.3 | 17329 | 15531 | 107.4 | 17.4 | 68.87 | 1 | 1 | Poor
DLMIC1608 | RIO LERMA 59 | LERMA SANTIAGO PACÃƒÂFICO | MICHOACÃƒÂN DE OCAMPO | LA PIEDAD | RÃƒÂO LERMA 6 | RIO LERMA | LÃƒÂ“TICO | RÃƒÂO | -101.9689 | 20.36 | 2022 | 75.6 | 12590 | 9600 | 50.2 | 15.4 | 48.62 | 1 | 1 | Poor
DLMIC1609 | AGUA ARRIBA DE LA PIEDAD | LERMA SANTIAGO PACÃƒÂFICO | MICHOACÃƒÂN DE OCAMPO | LA PIEDAD | RÃƒÂO LERMA 6 | RIO LERMA | LÃƒÂ“TICO | RÃƒÂO | -101.9827 | 20.3588 | 2022 | 159.8 | 68670 | 64880 | 41.8 | 16.7 | 72.62 | 1 | 1 | Poor
DLMIC1614 | AGUA ABAJO DE LA PIEDAD (CASETA DE COBRO) | LERMA SANTIAGO PACÃƒÂFICO | MICHOACÃƒÂN DE OCAMPO | LA PIEDAD | RÃƒÂO LERMA 6 | RIO LERMA | LÃƒÂ“TICO | RÃƒÂO | -102.0236 | 20.3528 | 2022 | 78.7 | 24196 | 24196 | 16.3 | 12 | 48.51 | 1 | 1 | Poor
DLMIC1617 | RIO LERMA 62 | LERMA SANTIAGO PACÃƒÂFICO | MICHOACÃƒÂN DE OCAMPO | LA PIEDAD | RÃƒÂO LERMA 6 | RIO LERMA | LÃƒÂ“TICO | RÃƒÂO | -102.0968 | 20.3839 | 2022 | 10.1 | 14136 | 2187 | 83.4 | 17.4 | 37.33 | 1 | 1 | Regular
DLMIC1618 | RIO LERMA 61 | LERMA SANTIAGO PACÃƒÂFICO | MICHOACÃƒÂN DE OCAMPO | LA PIEDAD | RÃƒÂO LERMA 6 | RIO LERMA | LÃƒÂ“TICO | RÃƒÂO | -102.1737 | 20.3685 | 2022 | 30.3 | 5794 | 373 | 82.2 | 18.1 | 21.74 | 1 | 1 | Regular
DLMIC1619 | RIO LERMA 60 | LERMA SANTIAGO PACÃƒÂFICO | MICHOACÃƒÂN DE OCAMPO | LA PIEDAD | RÃƒÂO LERMA 6 | RIO LERMA | LÃƒÂ“TICO | RÃƒÂO | -102.1776 | 20.3658 | 2022 | 1485.7 | 155310 | 141360 | 94 | 37.4 | 110.15 | 1 | 1 | Poor
DLMIC1620 | RIO COAHUAYANA SAN VICENTE | LERMA SANTIAGO PACÃƒÂFICO | MICHOACÃƒÂN DE OCAMPO | COAHUAYANA | COAHUAYANA 2 | RIO COAHUAYANA | LÃƒÂ“TICO | RÃƒÂO | -103.7025 | 18.7423 | 2022 | 262.3 | 15390 | 1600 | 82 | 15.7 | 19.23 | 1 | 1 | Regular
DLMIC1621 | RIO COAHUAYANA 3 | LERMA SANTIAGO PACÃƒÂFICO | COLIMA | TECOMÃƒÂN | COAHUAYANA 2 | RIO COAHUAYANA | LÃƒÂ“TICO (HUMEDAL) | RÃƒÂO | -103.7136 | 18.724 | 2022 | 323.7 | 17930 | 2560 | 82 | 15.2 | 64.77 | 1 | 1 | Poor
DLMIC1622 | PUENTE COHUAYANA | LERMA SANTIAGO PACÃƒÂFICO | MICHOACÃƒÂN DE OCAMPO | COAHUAYANA | COAHUAYANA 2 | RIO COAHUAYANA | LÃƒÂ“TICO (HUMEDAL) | RÃƒÂO | -103.716 | 18.7172 | 2022 | 388.7 | 17850 | 2690 | 91.4 | 14.8 | 19.23 | 1 | 1 | Regular
DLMIC1636 | RODILLA DEL DIABLO | BALSAS | MICHOACÃƒÂN DE OCAMPO | URUAPAN | RÃƒÂO CUPATITZIO | RIO CUPATITZIO | LÃƒÂ“TICO | RÃƒÂO | -102.0749 | 19.4297 | 2022 | 10 | 1467 | 813 | 101.8 | 2 | 10 | 1 | 1 | Regular
DLMIC1649 | LA PASTORIA (CUPATITZIO) | BALSAS | MICHOACÃƒÂN DE OCAMPO | LA HUACANA | RÃƒÂO CUPATITZIO | RIO EL MARQUEZ | LÃƒÂ“TICO (HUMEDAL) | RÃƒÂO | -102.0591 | 18.9337 | 2022 | 10 | 578 | 63 | 101.6 | 2 | 10 | 1 | 1 | Good
DLMIC1664 | RIO LERMA 49 | LERMA SANTIAGO PACÃƒÂFICO | MICHOACÃƒÂN DE OCAMPO | JOSÃƒÂ‰ SIXTO VERDUZCO | RÃƒÂO LERMA 5 | RIO LERMA | LÃƒÂ“TICO | RÃƒÂO | -101.4609 | 20.3251 | 2022 | 119.8 | 14136 | 8664 | 41.1 | 23.5 | 41.44 | 1 | 1 | Poor
DLMIC1667 | RIO LERMA 47 | LERMA SANTIAGO PACÃƒÂFICO | MICHOACÃƒÂN DE OCAMPO | JOSÃƒÂ‰ SIXTO VERDUZCO | RÃƒÂO LERMA 5 | RIO LERMA | LÃƒÂ“TICO | RÃƒÂO | -101.5858 | 20.315 | 2022 | 67.9 | 24196 | 6131 | 71 | 23.7 | 51.51 | 1 | 1 | Poor
DLMIC1669 | RIO LERMA 22 | LERMA SANTIAGO PACÃƒÂFICO | MICHOACÃƒÂN DE OCAMPO | JOSÃƒÂ‰ SIXTO VERDUZCO | RÃƒÂO LERMA 5 | RIO LERMA | LÃƒÂ“TICO | RÃƒÂO | -101.627 | 20.3071 | 2022 | 73.7 | 24196 | 24196 | 65.6 | 15.7 | 21.84 | 1 | 1 | Regular
DLMIC1670 | RIO LERMA 46 | LERMA SANTIAGO PACÃƒÂFICO | MICHOACÃƒÂN DE OCAMPO | JOSÃƒÂ‰ SIXTO VERDUZCO | RÃƒÂO LERMA 5 | RIO LERMA | LÃƒÂ“TICO A - TIPO 9 | RÃƒÂO | -101.6276 | 20.303 | 2022 | 61.9 | 24196 | 14136 | 100.9 | 20.2 | 35.18 | 1 | 1 | Regular
DLMIC1671 | RIO LERMA 38 | LERMA SANTIAGO PACÃƒÂFICO | MICHOACÃƒÂN DE OCAMPO | ANGAMACUTIRO | RÃƒÂO LERMA 5 | RIO LERMA | LÃƒÂ“TICO | RÃƒÂO | -101.6952 | 20.191 | 2022 | 243.4 | 32550 | 14210 | 49.3 | 11.4 | 111.38 | 1 | 1 | Poor
DLMIC1675 | CORRALES LSP | LERMA SANTIAGO PACÃƒÂFICO | MICHOACÃƒÂN DE OCAMPO | PENJAMILLO | RÃƒÂO LERMA 6 | RIO LERMA | LÃƒÂ“TICO | RÃƒÂO | -101.8122 | 20.2033 | 2022 | 111.2 | 224700 | 57600 | 41.1 | 36.4 | 56.72 | 1 | 1 | Poor
DLMIC1717 | LA MINTZITA 2 | LERMA SANTIAGO PACÃƒÂFICO | MICHOACÃƒÂN DE OCAMPO | MORELIA | LAGO DE CUITZEO | CUERPO DE AGUA DEL HUMEDAL - LA MINTZITA | LÃƒÂ“TICO (HUMEDAL) | ARROYO | -101.271 | 19.6483 | 2022 | 10 | 98 | 51 | 71.7 | 2 | 10 | 1 | 1 | Good
DLMIC1730 | MORELIA (A) AGUAS ARRIBA | LERMA SANTIAGO PACÃƒÂFICO | MICHOACÃƒÂN DE OCAMPO | MORELIA | LAGO DE CUITZEO | RÃƒÂO GRANDE DE MORELIA | LÃƒÂ“TICO | RÃƒÂO | -101.1096 | 19.7395 | 2022 | 174.4 | 241960 | 241960 | 78.9 | 20.5 | 74 | 1 | 1 | Poor
DLMIC1731 | MORELIA (A) AGUAS ABAJO | LERMA SANTIAGO PACÃƒÂFICO | MICHOACÃƒÂN DE OCAMPO | MORELIA | LAGO DE CUITZEO | RÃƒÂO GRANDE DE MORELIA | LÃƒÂ“TICO | RÃƒÂO | -101.0953 | 19.7404 | 2022 | 215.4 | 24196 | 24196 | 41.4 | 21.8 | 55.95 | 1 | 1 | Poor
DLMIC1748 | EL GIGANTE | LERMA SANTIAGO PACÃƒÂFICO | MICHOACÃƒÂN DE OCAMPO | MARAVATÃƒÂO | RÃƒÂO LERMA 3 | RIO LERMA | LÃƒÂ“TICO | RÃƒÂO | -100.4523 | 19.9734 | 2022 | 398.3 | 24196 | 24196 | 78.7 | 4.4 | 23.74 | 1 | 1 | Regular
DLMIC1749 | RIO LERMA 12 | LERMA SANTIAGO PACÃƒÂFICO | MICHOACÃƒÂN DE OCAMPO | MARAVATÃƒÂO | RÃƒÂO LERMA 3 | RIO LERMA | LÃƒÂ“TICO | RÃƒÂO | -100.388 | 19.917 | 2022 | 76.2 | 24196 | 24196 | 79 | 6.96 | 22.9 | 1 | 1 | Regular
DLMIC1750 | PUENTE TUNGAREO | LERMA SANTIAGO PACÃƒÂFICO | MICHOACÃƒÂN DE OCAMPO | MARAVATÃƒÂO | RÃƒÂO LERMA 3 | RIO LERMA | LÃƒÂ“TICO | RÃƒÂO | -100.3679 | 19.9076 | 2022 | 70.2 | 24196 | 24196 | 79.2 | 9.48 | 11.87 | 1 | 1 | Regular
DLMIC1751 | RIO LERMA 10 | LERMA SANTIAGO PACÃƒÂFICO | MICHOACÃƒÂN DE OCAMPO | MARAVATÃƒÂO | RÃƒÂO LERMA 3 | RIO LERMA | LÃƒÂ“TICO | RÃƒÂO | -100.3413 | 19.8978 | 2022 | 65.5 | 6867 | 1250 | 83.1 | 7.84 | 10.18 | 1 | 1 | Regular
DLMIC1752 | RIO LERMA 70 | LERMA SANTIAGO PACÃƒÂFICO | MICHOACÃƒÂN DE OCAMPO | MARAVATÃƒÂO | RÃƒÂO LERMA 3 | RIO LERMA | LÃƒÂ“TICO | RÃƒÂO | -100.3346 | 19.8998 | 2022 | 38.3 | 15531 | 512 | 97.7 | 8 | 12.72 | 1 | 1 | Regular
DLMIC1764 | RH12-2 LERMA | GOLFO NORTE | MICHOACÃƒÂN DE OCAMPO | EPITACIO HUERTA | RÃƒÂO LERMA 2 | RIO LERMA | LÃƒÂ“TICO | RÃƒÂO | -100.1886 | 20.0779 | 2022 | 74.3 | 24196 | 15531 | 50.5 | 8.6 | 55.62 | 1 | 1 | Poor
DLNAY1827 | RIO AMECA 7 (RIO AMECA AGUAS ARRIBA DE AMATLAN DE CAÃƒÂ‘AS) | LERMA SANTIAGO PACÃƒÂFICO | NAYARIT | AMATLÃƒÂN DE CAÃƒÂ‘AS | AMECA PIJINTO | RIO AMECA | LÃƒÂ“TICO | RÃƒÂO | -104.4158 | 20.7948 | 2022 | 46.8 | 1523 | 216 | 103 | 2 | 10 | 1 | 1 | Regular
DLNAY1828 | RIO AMECA 9 (RIO AMECA AGUAS ABAJO DE AMATLAN DE CAÃƒÂ‘AS) | LERMA SANTIAGO PACÃƒÂFICO | NAYARIT | AMATLÃƒÂN DE CAÃƒÂ‘AS | AMECA PIJINTO | RIO AMECA | LÃƒÂ“TICO | RÃƒÂO | -104.5188 | 20.869 | 2022 | 37.4 | 1650 | 160 | 113.4 | 2 | 10 | 1 | 1 | Regular
DLNAY1842 | RH12-10 LERMA (RIO GRANDE SANTIAGO/ LAS YEGUAS) | LERMA SANTIAGO PACÃƒÂFICO | NAYARIT | SANTA MARÃƒÂA DEL ORO | RÃƒÂO SANTIAGO 5 | RIO SANTIAGO | LÃƒÂ“TICO | RÃƒÂO | -104.5096 | 21.4633 | 2022 | 16.9 | 24196 | 131 | 73.6 | 2 | 10 | 1 | 1 | Regular
DLNAY1858 | RIO GRANDE DE SANTIAGO 22(RIO GRANDE DE SANTIAGO PRESA SAN RAFAEL) | LERMA SANTIAGO PACÃƒÂFICO | NAYARIT | DEL NAYAR | RÃƒÂO SANTIAGO 6 | RIO SANTIAGO | LÃƒÂ“TICO | RÃƒÂO | -104.9103 | 21.7902 | 2022 | 10 | 9884 | 119 | 72 | 2 | 10 | 1 | 1 | Regular
DLNAY1859 | RIO GRANDE DE SANTIAGO 21 (AGUAMILPA) | LERMA SANTIAGO PACÃƒÂFICO | NAYARIT | TEPIC | RÃƒÂO SANTIAGO 6 | RIO SANTIAGO | LÃƒÂ“TICO (HUMEDAL) | RÃƒÂO | -104.8562 | 21.7784 | 2022 | 28.6 | 24196 | 278 | 53.8 | 2 | 10 | 1 | 1 | Regular
DLNAY1867 | EL VENADO | PACÃƒÂFICO NORTE | NAYARIT | RUÃƒÂZ | RÃƒÂO SAN PEDRO-MEZQUITAL | RIO SAN PEDRO | LÃƒÂ“TICO | RÃƒÂO | -104.9792 | 21.9497 | 2022 | 50.9 | 4352 | 489 | 100.9 | 2 | 10 | 1 | 1 | Regular
DLNAY1868 | RIO SAN PEDRO 16 | PACÃƒÂFICO NORTE | NAYARIT | RUÃƒÂZ | RÃƒÂO SAN PEDRO-MEZQUITAL | RIO SAN PEDRO | LÃƒÂ“TICO | RÃƒÂO | -105.0269 | 21.9455 | 2022 | 17.2 | 2489 | 62 | 101 | 4.16 | 36.21 | 1 | 1 | Regular
DLNAY1870 | DESP. DE LA DESCARGA MUNICIPAL RUIZ | PACÃƒÂFICO NORTE | NAYARIT | RUÃƒÂZ | RÃƒÂO SAN PEDRO-DESEMBOCADURA | RIO SAN PEDRO | LÃƒÂ“TICO | RÃƒÂO | -105.1637 | 21.9635 | 2022 | 46.9 | 3654 | 41 | 106.1 | 2 | 10 | 1 | 1 | Regular
DLNAY1871 | RIO SAN PEDRO 19 | PACÃƒÂFICO NORTE | NAYARIT | RUÃƒÂZ | RÃƒÂO SAN PEDRO-DESEMBOCADURA | RIO SAN PEDRO | LÃƒÂ“TICO | RÃƒÂO | -105.1466 | 21.9641 | 2022 | 35.7 | 1236 | 31 | 107.4 | 2 | 10 | 1 | 1 | Regular
DLNAY1873 | VADO DE SAN PEDRO | PACÃƒÂFICO NORTE | NAYARIT | RUÃƒÂZ | RÃƒÂO SAN PEDRO-DESEMBOCADURA | RIO SAN PEDRO | LÃƒÂ“TICO | RÃƒÂO | -105.1791 | 21.9505 | 2022 | 42.7 | 2098 | 63 | 103.6 | 2 | 10 | 1 | 1 | Regular
DLNAY1874 | RIO SAN PEDRO 17 | PACÃƒÂFICO NORTE | NAYARIT | TUXPAN | RÃƒÂO SAN PEDRO-DESEMBOCADURA | RIO SAN PEDRO | LÃƒÂ“TICO | RÃƒÂO | -105.2884 | 21.9423 | 2022 | 150.6 | 15650 | 1550 | 88.6 | 7.4 | 13.44 | 1 | 1 | Regular
DLNAY1875 | TUXPAN | PACÃƒÂFICO NORTE | NAYARIT | TUXPAN | RÃƒÂO SAN PEDRO-DESEMBOCADURA | RIO SAN PEDRO | LÃƒÂ“TICO | RÃƒÂO | -105.2964 | 21.946 | 2022 | 243 | 19560 | 2500 | 90 | 6.4 | 14.28 | 1 | 1 | Regular
DLNAY1890 | RIO GRANDE DE SANTIAGO 36 (VILLA JUAREZ) | PACÃƒÂFICO NORTE | NAYARIT | SANTIAGO IXCUINTLA | RÃƒÂO SANTIAGO 6 | RIO SANTIAGO | LÃƒÂ“TICO | RÃƒÂO | -105.3956 | 21.6854 | 2022 | 46.7 | 6131 | 609 | 92.8 | 2 | 10 | 1 | 1 | Regular
DLNAY1892 | RIO GRANDE DE SANTIAGO 34 (PUERTA DE MANGOS) | PACÃƒÂFICO NORTE | NAYARIT | SANTIAGO IXCUINTLA | RÃƒÂO SANTIAGO 6 | RIO SANTIAGO | LÃƒÂ“TICO | RÃƒÂO | -105.3307 | 21.7158 | 2022 | 32 | 9208 | 987 | 87.9 | 10.4 | 13.44 | 1 | 1 | Regular
DLNAY1896 | RIO GRANDE DE SANTIAGO 32 (SOBRE EL PUENTE DE LA PRESA SANTIAGO) | PACÃƒÂFICO NORTE | NAYARIT | SANTIAGO IXCUINTLA | RÃƒÂO SANTIAGO 6 | RIO SANTIAGO | LÃƒÂ“TICO (HUMEDAL) | RÃƒÂO | -105.2036 | 21.8061 | 2022 | 25 | 8664 | 2400 | 90.1 | 4.08 | 10 | 1 | 1 | Regular
DLNAY1899 | RIO GRANDE DE SANTIAGO 30 | PACÃƒÂFICO NORTE | NAYARIT | SANTIAGO IXCUINTLA | RÃƒÂO SANTIAGO 6 | RIO SANTIAGO | LÃƒÂ“TICO | RÃƒÂO | -105.0708 | 21.8258 | 2022 | 35.9 | 15531 | 6867 | 91.9 | 14.7 | 16.8 | 1 | 1 | Regular
DLNAY1902 | RIO GRANDE DE SANTIAGO 28 | PACÃƒÂFICO NORTE | NAYARIT | SANTIAGO IXCUINTLA | RÃƒÂO SANTIAGO 6 | RIO SANTIAGO | LÃƒÂ“TICO (HUMEDAL) | RÃƒÂO | -105.0119 | 21.7386 | 2022 | 17.7 | 17329 | 5172 | 79.4 | 2 | 10 | 1 | 1 | Regular
DLNAY1906 | EL JILEÃƒÂ‘O | LERMA SANTIAGO PACÃƒÂFICO | NAYARIT | SANTIAGO IXCUINTLA | RÃƒÂO SANTIAGO 6 | RIO SANTIAGO | LÃƒÂ“TICO (HUMEDAL) | RÃƒÂO | -105.0339 | 21.7269 | 2022 | 16.6 | 10462 | 3076 | 84.8 | 11 | 13.44 | 1 | 1 | Regular
DLNAY1927 | GAVIOTAS (LAS PALMAS) | LERMA SANTIAGO PACÃƒÂFICO | NAYARIT | BAHÃƒÂA DE BANDERAS | AMECA IXTAPA B | RIO AMECA | LÃƒÂ“TICO | RÃƒÂO | -105.1335 | 20.8889 | 2022 | 249.4 | 17329 | 1029 | 98.9 | 9.2 | 10 | 1 | 1 | Regular
DLNAY1928 | RIO AMECA 8 (RIO AMECA SAN JUAN DE ABAJO) | LERMA SANTIAGO PACÃƒÂFICO | NAYARIT | BAHÃƒÂA DE BANDERAS | AMECA IXTAPA B | RIO AMECA | LÃƒÂ“TICO (HUMEDAL) | RÃƒÂO | -105.1892 | 20.8021 | 2022 | 360 | 57940 | 8690 | 101.2 | 8.2 | 11.65 | 1 | 1 | Regular
DLNAY1929 | RIO AMECA 6 (RIO AMECA SAN JOSE DEL VALLE | LERMA SANTIAGO PACÃƒÂFICO | NAYARIT | BAHÃƒÂA DE BANDERAS | AMECA IXTAPA B | RIO AMECA | LÃƒÂ“TICO (HUMEDAL) | RÃƒÂO | -105.225 | 20.7543 | 2022 | 130.1 | 24196 | 2809 | 105.6 | 8.7 | 10 | 1 | 1 | Regular
DLNAY1932 | JARRETADERAS | LERMA SANTIAGO PACÃƒÂFICO | NAYARIT | BAHÃƒÂA DE BANDERAS | AMECA IXTAPA B | RIO AMECA | LÃƒÂ“TICO (HUMEDAL) | RÃƒÂO | -105.2595 | 20.6933 | 2022 | 159.9 | 61310 | 6330 | 94.2 | 8.6 | 10 | 1 | 1 | Regular
DLNAY1942 | SAN PEDRO IXCATAN | PACÃƒÂFICO NORTE | NAYARIT | RUÃƒÂZ | RÃƒÂO SAN PEDRO-MEZQUITAL | RIO SAN PEDRO | LÃƒÂ“TICO | RÃƒÂO | -104.9386 | 22.0367 | 2022 | 718 | 1291 | 160 | 96.1 | 2 | 10 | 1 | 1 | Regular
DLNAY1958 | RIO ACAPONETA TECUALA | PACÃƒÂFICO NORTE | NAYARIT | TECUALA | RÃƒÂO ACAPONETA 2 | RIO ACAPONETA | LÃƒÂ“TICO | RÃƒÂO | -105.4542 | 22.3862 | 2022 | 349.4 | 54750 | 10710 | 87.1 | 2 | 16.8 | 1 | 1 | Regular
DLNAY1959 | RIO ACAPONETA 4 | PACÃƒÂFICO NORTE | NAYARIT | TECUALA | RÃƒÂO ACAPONETA 2 | RIO ACAPONETA | LÃƒÂ“TICO | RÃƒÂO | -105.4452 | 22.3942 | 2022 | 370.6 | 24196 | 17329 | 86.3 | 2 | 29.4 | 1 | 1 | Regular
DLNAY1961 | RIO ACAPONETA 5 | PACÃƒÂFICO NORTE | NAYARIT | TECUALA | RÃƒÂO ACAPONETA 2 | RIO ACAPONETA | LÃƒÂ“TICO | RÃƒÂO | -105.397 | 22.4075 | 2022 | 254.6 | 24196 | 10462 | 94.2 | 2 | 10.92 | 1 | 1 | Regular
DLNAY1963 | RIO ACAPONETA 7 | PACÃƒÂFICO NORTE | NAYARIT | ACAPONETA | RÃƒÂO ACAPONETA 2 | RIO ACAPONETA | LÃƒÂ“TICO | RÃƒÂO | -105.3751 | 22.4635 | 2022 | 20.2 | 6488 | 226 | 106.8 | 2 | 10 | 1 | 1 | Regular
DLNAY1964 | ACAPONETA (ACAPONETA) | PACÃƒÂFICO NORTE | NAYARIT | ACAPONETA | RÃƒÂO ACAPONETA 1 | RIO ACAPONETA | LÃƒÂ“TICO | RÃƒÂO | -105.3502 | 22.5019 | 2022 | 18.4 | 6131 | 216 | 112.9 | 2 | 10 | 1 | 1 | Regular
DLNAY1966 | RIO ACAPONETA 9 | PACÃƒÂFICO NORTE | NAYARIT | HUAJICORI | RÃƒÂO ACAPONETA 1 | RIO ACAPONETA | LÃƒÂ“TICO | RÃƒÂO | -105.345 | 22.6066 | 2022 | 279.8 | 14136 | 262 | 99.6 | 11.8 | 12.6 | 1 | 1 | Regular
DLNAY1968 | A LA ALTURA DEL POBLADO DE HUAJICORI | PACÃƒÂFICO NORTE | NAYARIT | HUAJICORI | RÃƒÂO ACAPONETA 1 | RIO ACAPONETA | LÃƒÂ“TICO | RÃƒÂO | -105.3181 | 22.6312 | 2022 | 476 | 13330 | 100 | 101.3 | 13.1 | 16.8 | 1 | 1 | Regular
DLNAY1970 | HUAJICORI II | PACÃƒÂFICO NORTE | NAYARIT | HUAJICORI | RÃƒÂO ACAPONETA 1 | RIO ACAPONETA | LÃƒÂ“TICO | RÃƒÂO | -105.3169 | 22.6479 | 2022 | 384.8 | 7940 | 750 | 105.6 | 11.9 | 12.6 | 1 | 1 | Regular
DLNAY1972 | RIO ACAPONETA 13 | PACÃƒÂFICO NORTE | NAYARIT | HUAJICORI | RÃƒÂO ACAPONETA 1 | RIO ACAPONETA | LÃƒÂ“TICO | RÃƒÂO | -105.3282 | 22.7275 | 2022 | 342.6 | 12100 | 520 | 98.3 | 11.4 | 13.44 | 1 | 1 | Regular
DLNAY1973 | RIO ACAPONETA MILPAS VIEJAS | PACÃƒÂFICO NORTE | NAYARIT | TECUALA | RÃƒÂO ACAPONETA 2 | RIO ACAPONETA | LÃƒÂ“TICO | RÃƒÂO | -105.4763 | 22.3669 | 2022 | 499.6 | 36540 | 7890 | 86.3 | 2 | 18.48 | 1 | 1 | Regular
DLNAY1974 | RIO ACAPONETA 1 | PACÃƒÂFICO NORTE | NAYARIT | TECUALA | GRUPO DE CORRIENTES MARISMAS NACIONALES | RIO ACAPONETA | LÃƒÂ“TICO (HUMEDAL) | RÃƒÂO | -105.5251 | 22.2719 | 2022 | 74.7 | 15531 | 298 | 56.8 | 2 | 10 | 1 | 1 | Regular
DLPUE1975 | RA-19 RIO SAN FRANCISCO, ANTES DE LA CONFLUENCIA CON EL RIO ATOYAC | BALSAS | PUEBLA | PUEBLA | RÃƒÂO ALTO ATOYAC | RIO SAN FRANCISCO | LÃƒÂ“TICO A - TIPO 1 | RÃƒÂO | -98.2159 | 19.0246 | 2022 | 10 | 4600 | 2100 | 16.3 | 24 | 95.79 | 1 | 1 | Poor
DLPUE1976 | PUEBLA SAN FRANCISCO (A) AGUAS ARRIBA | BALSAS | PUEBLA | PUEBLA | RÃƒÂO ALTO ATOYAC | RIO ATOYAC | LÃƒÂ“TICO | RÃƒÂO | -98.2265 | 19.0258 | 2022 | 172.7 | 24000 | 24000 | 18.3 | 113.33 | 259.37 | 1.19 | 28.57 | Poor
DLPUE1977 | DESPUÃƒÂ‰S DE LA CONFLUENCIA CON EL RÃƒÂO SAN FRANCISCO | BALSAS | PUEBLA | PUEBLA | RÃƒÂO ALTO ATOYAC | RIO ATOYAC | LÃƒÂ“TICO | RÃƒÂO | -98.2317 | 19.0198 | 2022 | 367.7 | 24000 | 24000 | 13.4 | 160 | 382.23 | 1.77 | 90.91 | Poor
DLPUE1978 | ER7 RIO ALSESECA ANTES DEL COLECTOR SUBTERRÃƒÂNEO A PTAR ALSESECA SUR | BALSAS | PUEBLA | PUEBLA | RÃƒÂO ALTO ATOYAC | RIO ALSESECA | LÃƒÂ“TICO A - TIPO 2 | RÃƒÂO | -98.1685 | 19.039 | 2022 | 163.465 | 24000 | 24000 | 12.7 | 339 | 711.44 | 1.63 | 12.82 | Poor
DLPUE1979M1 | BARRANCA SAN DIEGO LOS ALAMOS | BALSAS | PUEBLA | PUEBLA | RÃƒÂO ALTO ATOYAC | BARRANCA SAN DIEGO LOS ALAMOS | LÃƒÂ“TICO A - TIPO 2 | RÃƒÂO | -98.1631 | 19.0416 | 2022 | 132.3 | 24000 | 24000 | 11.1 | 380 | 790.8 | 1.86 | 25 | Poor
DLPUE1980 | ER4 BARRANCA MANZANILLA | BALSAS | PUEBLA | PUEBLA | RÃƒÂO ALTO ATOYAC | BARRANCA MANZANILLA | LÃƒÂ“TICO A - TIPO 2 | RÃƒÂO | -98.1572 | 19.0479 | 2022 | 75.5 | 24000 | 24000 | 13.1 | 660 | 1284.46 | 1.27 | 37.04 | Poor
DLPUE1981 | ER3 BARRANCA SAN ANTONIO AGUAS ARRIBA DE BARRANCA MANZANILLA | BALSAS | PUEBLA | PUEBLA | RÃƒÂO ALTO ATOYAC | BARRANCA SAN ANTONIO | LÃƒÂ“TICO A - TIPO 2 | RÃƒÂO | -98.1577 | 19.0476 | 2022 | 81.5 | 24000 | 24000 | 17.6 | 373.33 | 822.23 | 2.66 | 8.13 | Poor
DLPUE1982 | ER2 BARRANCA SAN ANTONIO AGUAS ABAJO DE COLECTOR INDUSTRIAL PUEBLA 2000 | BALSAS | PUEBLA | PUEBLA | RÃƒÂO ALTO ATOYAC | BARRANCA SAN ANTONIO | LÃƒÂ“TICO A - TIPO 2 | RÃƒÂO | -98.1538 | 19.0637 | 2022 | 20 | 2400 | 1500 | 13.1 | 31 | 133.29 | 1 | 1 | Poor
DLPUE1985 | ER1 BARRANCA SAN ANTONIO AGUAS ARRIBA DE COLECTOR INDUSTRIAL RESURRECCION | BALSAS | PUEBLA | PUEBLA | RÃƒÂO ALTO ATOYAC | BARRANCA SAN ANTONIO | LÃƒÂ“TICO A - TIPO 2 | RÃƒÂO | -98.1444 | 19.0826 | 2022 | 80 | 24000 | 24000 | 10 | 680 | 1027.31 | 2.75 | 25.64 | Poor
DLPUE1987 | ER5 BARRANCA MICXATLALT | BALSAS | PUEBLA | PUEBLA | RÃƒÂO ALTO ATOYAC | BARRANCA MIXCXATLATL | LÃƒÂ“TICO A - TIPO 2 | RÃƒÂO | -98.1615 | 19.0428 | 2022 | 82.1 | 24000 | 24000 | 13.7 | 240 | 590.8 | 1.28 | 20 | Poor
DLPUE1988 | AGUAS ABAJO DE LA DESCARGA TEXTIL ZALDO | BALSAS | PUEBLA | CUAUTLANCINGO | RÃƒÂO ALTO ATOYAC | RIO ATOYAC | LÃƒÂ“TICO A - TIPO 1 | RÃƒÂO | -98.2296 | 19.1242 | 2022 | 122.6 | 24000 | 24000 | 19.7 | 76.67 | 202.23 | 1 | 8.2 | Poor
DLPUE1989 | LA AUTOPISTA P1 (24) | BALSAS | PUEBLA | PUEBLA | RÃƒÂO ALTO ATOYAC | RIO ATOYAC | LÃƒÂ“TICO | RÃƒÂO | -98.2374 | 19.1011 | 2022 | 416.7 | 11501200 | 930 | 12.3 | 193.33 | 500.03 | 5.38 | 1.38 | Poor
DLPUE1992 | RA-17 RIO ATOYAC, AGUAS ABAJO DE LA BARRANCA DEL CONDE | BALSAS | PUEBLA | CUAUTLANCINGO | RÃƒÂO ALTO ATOYAC | RIO ATOYAC | LÃƒÂ“TICO A - TIPO 1 | RÃƒÂO | -98.2392 | 19.0942 | 2022 | 873.3 | 4600 | 110 | 15.3 | 66.67 | 167.94 | 1 | 1 | Poor
DLPUE1992M1 | RA-1 RIO ATOYAC, ANTES TLAHUAPAN (ESTACIÃƒÂ“N TESTIGO) | BALSAS | PUEBLA | TLAHUAPAN | RÃƒÂO ALTO ATOYAC | RIO ATOYAC | LÃƒÂ“TICO | ARROYO | -98.5152 | 19.3678 | 2022 | 318.2 | 24000 | 24000 | 55.3 | 12.5 | 89.13 | 1 | 1 | Poor
DLPUE1993 | AGUAS ABAJO DEL COLECTOR PANZACOLA | BALSAS | PUEBLA | CUAUTLANCINGO | RÃƒÂO ALTO ATOYAC | RIO ATOYAC | LÃƒÂ“TICO A - TIPO 1 | RÃƒÂO | -98.2373 | 19.1561 | 2022 | 119.285 | 4651200 | 2100 | 11.7 | 136.835 | 272.635 | 1 | 10.31 | Poor
DLPUE2005 | RIO TECOLUTLA 1 | GOLFO CENTRO | VERACRUZ DE IGNACIO DE LA LLAVE | ESPINAL | RÃƒÂO TECOLUTLA | RIO TECOLUTLA | LÃƒÂ“TICO | RÃƒÂO | -97.4252 | 20.245 | 2022 | 29 | 4600 | 2400 | 90.4 | 2 | 31.63 | 1 | 1 | Regular
DLPUE2007 | RIO CAZONES 1 | GOLFO CENTRO | VERACRUZ DE IGNACIO DE LA LLAVE | COATZINTLA | RÃƒÂO CAZONES | RIO SAN MARCOS | LÃƒÂ“TICO | RÃƒÂO | -97.6412 | 20.4096 | 2022 | 10 | 11000 | 4600 | 70.3 | 2 | 38.71 | 1 | 1 | Regular
DLPUE2008 | LAZARO CARDENAS | GOLFO CENTRO | PUEBLA | VENUSTIANO CARRANZA | RÃƒÂO CAZONES | RIO SAN MARCOS | LÃƒÂ“TICO | RÃƒÂO | -97.7025 | 20.4457 | 2022 | 10 | 11000 | 2100 | 65.6 | 2 | 39.96 | 1 | 1 | Regular
DLPUE2010 | RIO CAZONES 5 | GOLFO CENTRO | PUEBLA | VENUSTIANO CARRANZA | RÃƒÂO CAZONES | RIO CAZONES | LÃƒÂ“TICO | RÃƒÂO | -97.5941 | 20.4676 | 2022 | 10 | 4600 | 2400 | 69.2 | 2 | 45.79 | 1 | 1 | Poor
DLPUE2011 | VILLA AVILA CAMACHO | GOLFO CENTRO | PUEBLA | JALPAN | RÃƒÂO CAZONES | RIO SAN MARCOS | LÃƒÂ“TICO | RÃƒÂO | -97.8722 | 20.3925 | 2022 | 10 | 2400 | 1500 | 61.2 | 3.17 | 35.79 | 1 | 1 | Regular
DLPUE2012 | RÃƒÂO ATOTONILCO | BALSAS | PUEBLA | SAN SALVADOR EL VERDE | RÃƒÂO ALTO ATOYAC | RIO ATOTONILCO | LÃƒÂ“TICO A - TIPO 1 | RÃƒÂO | -98.458 | 19.3262 | 2022 | 351.9 | 24000 | 24000 | 57.2 | 6 | 78.29 | 1 | 1 | Poor
DLPUE2013 | ANTES DE LA CONFLUENCIA CON EL RÃƒÂO ATOTONILCO | BALSAS | PUEBLA | SAN SALVADOR EL VERDE | RÃƒÂO ALTO ATOYAC | RIO ATOYAC | LÃƒÂ“TICO A - TIPO 1 | RÃƒÂO | -98.461 | 19.3228 | 2022 | 465.4 | 24000 | 1500 | 57.2 | 18 | 94.54 | 1 | 1 | Poor
DLPUE2014M1 | SANTA MARÃƒÂA CORONANGO | BALSAS | PUEBLA | CORONANGO | RÃƒÂO ALTO ATOYAC | ARROYO PRIETO | LÃƒÂ“TICO | ARROYO | -98.3079 | 19.1302 | 2022 | 14 | 24000 | 1500 | 17.6 | 5.17 | 62.46 | 1 | 1 | Poor
DLPUE2015 | ANTES DE LA UNION DEL RIO TLANALAPAN P1(12) | BALSAS | PUEBLA | SAN MARTÃƒÂN TEXMELUCAN | RÃƒÂO ALTO ATOYAC | RIO ATOYAC | LÃƒÂ“TICO | RÃƒÂO | -98.4611 | 19.2922 | 2022 | 424.1 | 24000 | 2100 | 47.8 | 6 | 83.71 | 1 | 1 | Poor
DLPUE2015M1 | ARROYO LA PRESA | BALSAS | PUEBLA | SAN MARTÃƒÂN TEXMELUCAN | RÃƒÂO ALTO ATOYAC | RIO ATOYAC | LÃƒÂ“TICO A - TIPO 1 | RÃƒÂO | -98.4496 | 19.2992 | 2022 | 540 | 11000 | 2400 | 50.9 | 73.33 | 165.09 | 1 | 1 | Poor
DLPUE2016 | RÃƒÂO COTZALA | BALSAS | PUEBLA | SAN MARTÃƒÂN TEXMELUCAN | RÃƒÂO ALTO ATOYAC | RIO COTZALA | LÃƒÂ“TICO A - TIPO 1 | RÃƒÂO | -98.4256 | 19.2825 | 2022 | 851.4 | 24000 | 24000 | 57.5 | 18 | 114.96 | 1 | 1 | Poor
DLPUE2017 | PUENTE CARRETERA SAN MARTIN-TLAXCALA P1(15) | BALSAS | PUEBLA | SAN MARTÃƒÂN TEXMELUCAN | RÃƒÂO ALTO ATOYAC | RIO ATOYAC | LÃƒÂ“TICO | RÃƒÂO | -98.4263 | 19.2861 | 2022 | 980 | 24000 | 24000 | 49.2 | 30 | 128.71 | 1 | 1 | Poor
DLPUE2018 | RA-9 RIO XOCHIAC, ANTES DE LA CONFLUENCIA CON EL RIO ATOYAC | BALSAS | PUEBLA | HUEJOTZINGO | RÃƒÂO ALTO ATOYAC | RIO XOCHIAC | LÃƒÂ“TICO A - TIPO 1 | RÃƒÂO | -98.4198 | 19.1999 | 2022 | 45 | 4600 | 2100 | 47.4 | 10 | 85.79 | 1 | 1 | Poor
DLPUE2019M1 | RIO RABANILLO | BALSAS | PUEBLA | SAN PEDRO CHOLULA | RÃƒÂO ALTO ATOYAC | RIO RABANILLO | LÃƒÂ“TICO | RÃƒÂO | -98.2621 | 19.074 | 2022 | 75.3 | 10512000 | 11000 | 16.1 | 370 | 601.86 | 1 | 2.47 | Poor
DLPUE2022M1 | BARRANCA HONDA | BALSAS | PUEBLA | PUEBLA | RÃƒÂO ALTO ATOYAC | BARRANCA HONDA | LÃƒÂ“TICO | RÃƒÂO | -98.2275 | 19.1155 | 2022 | 190 | 24000 | 24000 | 12.6 | 390 | 890.8 | 1.76 | 19.61 | Poor
DLPUE2050 | ATOYAC LA CARMELITA P1 (26) | BALSAS | PUEBLA | PUEBLA | RÃƒÂO ALTO ATOYAC | RIO ATOYAC | LÃƒÂ“TICO | RÃƒÂO | -98.2646 | 18.9921 | 2022 | 280.75 | 7512000 | 24000 | 50.2 | 77.33 | 186.345 | 1 | 1 | Poor
DLPUE2051 | ANTES DE LA CONFLUENCIA CON EL RIO ATOYAC | BALSAS | PUEBLA | OCOYUCAN | RÃƒÂO ALTO ATOYAC | ARROYO ATENCO | LÃƒÂ“TICO A - TIPO 1 | RÃƒÂO | -98.2846 | 18.9739 | 2022 | 91.1 | 24000 | 24000 | 10 | 173.33 | 405.08 | 1.08 | 11.9 | Poor
DLPUE2053 | ECHEVERRIA ANTES DE LA PLANTA DE TRATAMIENTO ATOYAC SUR | BALSAS | PUEBLA | PUEBLA | RÃƒÂO ALTO ATOYAC | RIO ATOYAC | LÃƒÂ“TICO | RÃƒÂO | -98.2781 | 18.972 | 2022 | 196.4 | 24000 | 24000 | 32.7 | 27 | 96.63 | 1 | 1 | Poor
DLPUE2054 | RIO XOCHIAC AGUAS ABAJO DEL COLECTOR EL CARMEN CONFLUENCIA CON RIO XOCHIAC | BALSAS | PUEBLA | HUEJOTZINGO | RÃƒÂO ALTO ATOYAC | RIO ATOYAC | LÃƒÂ“TICO | RÃƒÂO | -98.3915 | 19.2136 | 2022 | 136.8 | 24000 | 24000 | 19.7 | 460 | 796.51 | 1 | 12.5 | Poor
DLPUE2054M1 | RIO XOCHIAC ALFUENTE DE RIO ATOYAC | BALSAS | PUEBLA | SAN MARTÃƒÂN TEXMELUCAN | RÃƒÂO ALTO ATOYAC | RIO XOCHIAC | LÃƒÂ“TICO A - TIPO 1 | RÃƒÂO | -98.3615 | 19.2362 | 2022 | 259.4 | 24000 | 24000 | 10.6 | 360 | 696.51 | 1 | 23.26 | Poor
DLPUE2055W1 | HIDROMETRICA ECHEVERRIA P1 (28) | BALSAS | PUEBLA | PUEBLA | RÃƒÂO ALTO ATOYAC | RIO ATOYAC | LÃƒÂ“TICO A - TIPO 1 | RÃƒÂO | -98.2772 | 18.9675 | 2022 | 267.665 | 7512000 | 24000 | 25.8 | 61.5 | 166.39 | 1 | 1 | Poor
DLPUE2056 | AMPLIACIÃƒÂ“N UNIÃƒÂ“N ANTORCHISTA | BALSAS | PUEBLA | PUEBLA | RÃƒÂO ALTO ATOYAC | RIO ATOYAC | LÃƒÂ“TICO | RÃƒÂO | -98.2633 | 18.9534 | 2022 | 169 | 24000 | 24000 | 22.3 | 26.67 | 100.38 | 1 | 1 | Poor
DLPUE2059M1 | RIO ALSESECA COLONIA LA HACIENDA | BALSAS | PUEBLA | PUEBLA | RÃƒÂO ALTO ATOYAC | RIO ALSESECA | LÃƒÂ“TICO A - TIPO 2 | RÃƒÂO | -98.1907 | 19.0082 | 2022 | 52.1 | 24000 | 24000 | 15.5 | 73.33 | 190.8 | 1 | 1.46 | Poor
DLPUE2060W1 | TOTIMEHUACAN | BALSAS | PUEBLA | PUEBLA | RÃƒÂO ALTO ATOYAC | RIO ALSESECA | LÃƒÂ“TICO A - TIPO 2 (HUMEDAL) | RÃƒÂO | -98.1869 | 18.9578 | 2022 | 55 | 24000 | 24000 | 38.9 | 44 | 93.71 | 1 | 1 | Poor
DLPUE2061W1 | ALSESECA SAN FRANCISCO TOTIMEHUACAN P1 (22) | BALSAS | PUEBLA | PUEBLA | RÃƒÂO ALTO ATOYAC | RIO ALSESECA | LÃƒÂ“TICO A - TIPO 2 (HUMEDAL) | RÃƒÂO | -98.187 | 18.9511 | 2022 | 256.65 | 11512000 | 24000 | 11.1 | 187 | 377.94 | 1 | 1 | Poor
DLPUE2062M1 | ARROYO METLAPANAPA | BALSAS | PUEBLA | SAN PEDRO CHOLULA | RÃƒÂO ALTO ATOYAC | ARROYO METLAPANAPA | LÃƒÂ“TICO | ARROYO | -98.2934 | 19.0768 | 2022 | 183.9 | 24000 | 930 | 41.4 | 76.67 | 196.51 | 1 | 1.13 | Poor
DLPUE2063M1 | ARROYO PRIETO | BALSAS | PUEBLA | SAN PEDRO CHOLULA | RÃƒÂO ALTO ATOYAC | ARROYO PRIETO | LÃƒÂ“TICO | ARROYO | -98.2922 | 19.0787 | 2022 | 274.3 | 24000 | 1500 | 24.1 | 50 | 165.09 | 1 | 1 | Poor
DLPUE2064 | PUENTE SAN FRANCISCO TOTIMEHUACAN | BALSAS | PUEBLA | PUEBLA | RÃƒÂO ALTO ATOYAC | RIO ALSESECA | LÃƒÂ“TICO (HUMEDAL) | RÃƒÂO | -98.1896 | 18.9697 | 2022 | 54.8 | 24000 | 24000 | 33.1 | 46 | 101.21 | 1 | 1 | Poor
DLPUE2067W1 | ANTES DE LA CONFLUENCIA CON EL RÃƒÂO ATOYAC | BALSAS | PUEBLA | PUEBLA | RÃƒÂO ALTO ATOYAC | RIO ATOYAC | LÃƒÂ“TICO A - TIPO 1 | RÃƒÂO | -98.2259 | 19.0217 | 2022 | 10 | 4600 | 2400 | 11.1 | 20 | 73.29 | 1 | 1 | Poor
DLPUE2071 | ANTES DE LA CONFLUENCIA CON EL ARROYO RABANILLO (PUENTE DE MEXICO) | BALSAS | PUEBLA | PUEBLA | RÃƒÂO ALTO ATOYAC | RIO ATOYAC | LÃƒÂ“TICO A - TIPO 1 | RÃƒÂO | -98.2406 | 19.0702 | 2022 | 387.9 | 24000 | 24000 | 14.2 | 123.33 | 265.08 | 1 | 6.37 | Poor
DLPUE2074M1 | SANTA MARÃƒÂA TEXMELUCAN | BALSAS | PUEBLA | TLAHUAPAN | RÃƒÂO ALTO ATOYAC | RIO ATOYAC | LÃƒÂ“TICO | RÃƒÂO | -98.5427 | 19.2891 | 2022 | 42 | 24000 | 24000 | 64.5 | 2.14 | 34.13 | 1 | 1 | Regular
DLPUE6553 | RÃƒÂO XOCHIAC AGUAS ARRIBA DE LA DESCARGA DEL CORREDOR INDUSTRIAL QUETZALCÃƒÂ“ATL | BALSAS | PUEBLA | HUEJOTZINGO | RÃƒÂO ALTO ATOYAC | RÃƒÂO XOCHIAC | LÃƒÂ“TICO A - TIPO 1 | RÃƒÂO | -97.6081 | 19.2131 | 2022 | 200 | 930 | 230 | 17.3 | 400 | 725.09 | 1 | 11.9 | Poor
DLQUE2107 | RQ13 AGUAS ABAJO DEL DREN LA CULEBRA | GOLFO NORTE | QUERÃƒÂ‰TARO ARTEAGA | SAN JUAN DEL RÃƒÂO | RÃƒÂO SAN JUAN 1 | RIO SAN JUAN | LÃƒÂ“TICO A - TIPO 6 | RÃƒÂO | -99.9685 | 20.464 | 2022 | 40.7 | 2419600 | 2419600 | 10 | 294 | 5200 | 1.92 | 15.63 | Poor
DLQUE2117M1 | RIO SAN JUAN FRACCIONAMIENTO LA RUEDA | GOLFO NORTE | QUERÃƒÂ‰TARO ARTEAGA | SAN JUAN DEL RÃƒÂO | RÃƒÂO SAN JUAN 1 | RIO SAN JUAN | LÃƒÂ“TICO A - TIPO 6 | RÃƒÂO | -99.9869 | 20.4271 | 2022 | 1038.9 | 241960 | 241960 | 26.1 | 183.5 | 7900 | 1 | 2.1 | Poor
DLQUE2125 | ENTRADA PRESA CENTENARIO | GOLFO NORTE | QUERÃƒÂ‰TARO ARTEAGA | TEQUISQUIAPAN | RÃƒÂO SAN JUAN 1 | RIO SAN JUAN | LÃƒÂ“TICO | RÃƒÂO | -99.9356 | 20.482 | 2022 | 48.2 | 68670 | 32550 | 10 | 205 | 360 | 1 | 6.41 | Poor
DLQUE2133 | INFIERNILLO, ESTACION DE AFORO | GOLFO NORTE | QUERÃƒÂ‰TARO ARTEAGA | CADEREYTA DE MONTES | EMBALSE ZIMAPÃƒÂN | RIO MOCTEZUMA | LÃƒÂ“TICO | RÃƒÂO | -99.5234 | 20.7558 | 2022 | 27.5 | 15531 | 3 | 110.1 | 2 | 10 | 1 | 1 | Regular
DLQUE2149 | RIO AYUTLA | GOLFO NORTE | QUERÃƒÂ‰TARO ARTEAGA | ARROYO SECO | RÃƒÂO SANTA MARÃƒÂA 3 | RIO AYUTLA | LÃƒÂ“TICO | RÃƒÂO | -99.5804 | 21.398 | 2022 | 117.1 | 5172 | 455 | 117.4 | 2 | 10 | 1 | 1 | Regular
DLQUE2160 | RQ7 AGUAS ABAJO DE LA PRESA SAN ILDEFONSO | GOLFO NORTE | QUERÃƒÂ‰TARO ARTEAGA | AMEALCO DE BONFIL | RÃƒÂO ÃƒÂ‘ADO | RIO SAN JUAN | LÃƒÂ“TICO A - TIPO 6 (HUMEDAL) | RÃƒÂO | -99.9602 | 20.1979 | 2022 | 10.6 | 24196 | 3 | 65.7 | 2 | 24.96 | 1 | 1 | Regular
DLQUI2266 | SUBTENIENTE LOPEZ | PENÃƒÂNSULA DE YUCATÃƒÂN | QUINTANA ROO | OTHÃƒÂ“N P. BLANCO | RÃƒÂO ESCONDIDO | RIO HONDO | LÃƒÂ“TICO (HUMEDAL) | RÃƒÂO | -88.3967 | 18.4928 | 2022 | 10 | 23 | 4 | 42 | 107.8 | 130.46 | 1 | 1 | Poor
DLQUI2267 | JUAN SARABIA | PENÃƒÂNSULA DE YUCATÃƒÂN | QUINTANA ROO | OTHÃƒÂ“N P. BLANCO | RÃƒÂO ESCONDIDO | RIO HONDO | LÃƒÂ“TICO (HUMEDAL) | RÃƒÂO | -88.4789 | 18.4935 | 2022 | 10 | 93 | 23 | 70.1 | 31.98 | 53.79 | 1 | 1 | Poor
DLQUI2268 | RIO HONDO 1 | PENÃƒÂNSULA DE YUCATÃƒÂN | QUINTANA ROO | OTHÃƒÂ“N P. BLANCO | AGUA DULCE | RIO HONDO | LÃƒÂ“TICO (HUMEDAL) | RÃƒÂO | -88.5165 | 18.4641 | 2022 | 14 | 9 | 4 | 65.8 | 24.72 | 38.56 | 1 | 1 | Good
DLQUI2271 | CACAO | PENÃƒÂNSULA DE YUCATÃƒÂN | QUINTANA ROO | OTHÃƒÂ“N P. BLANCO | AGUA DULCE | RIO HONDO | LÃƒÂ“TICO (HUMEDAL) | RÃƒÂO | -88.6946 | 18.1865 | 2022 | 16 | 43 | 7 | 46.4 | 28.32 | 36.65 | 1 | 1 | Good
DLQUI2272 | LA UNION II | PENÃƒÂNSULA DE YUCATÃƒÂN | QUINTANA ROO | OTHÃƒÂ“N P. BLANCO | ARROYO AZUL | RIO HONDO | LÃƒÂ“TICO | RÃƒÂO | -88.8546 | 17.9114 | 2022 | 18 | 21 | 4 | 17.4 | 106.4 | 142.52 | 1 | 1 | Poor
DLQUI2273 | RIO HONDO 2 | PENÃƒÂNSULA DE YUCATÃƒÂN | QUINTANA ROO | OTHÃƒÂ“N P. BLANCO | ARROYO AZUL | RIO HONDO | LÃƒÂ“TICO | RÃƒÂO | -88.8566 | 17.9031 | 2022 | 12 | 150 | 20 | 19.4 | 29.64 | 36.65 | 1 | 1 | Regular
DLQUI2274 | LA UNION I | PENÃƒÂNSULA DE YUCATÃƒÂN | QUINTANA ROO | OTHÃƒÂ“N P. BLANCO | ARROYO AZUL | RIO HONDO | LÃƒÂ“TICO | RÃƒÂO | -88.886 | 17.9076 | 2022 | 12 | 210 | 43 | 56.1 | 31.2 | 38.56 | 1 | 1 | Poor
DLSAN2336 | RIO VERDE (SALIDA DE LA CD. RIOVERDE) | GOLFO NORTE | SAN LUIS POTOSÃƒÂ | RIOVERDE | RÃƒÂO VERDE 2 | RIO VERDE | LÃƒÂ“TICO | RÃƒÂO | -99.9655 | 21.9219 | 2022 | 11 | 2400 | 2400 | 41 | 3.37 | 10 | 1 | 1 | Regular
DLSAN2337 | CIUDAD RIO VERDE (LA PLANTA) | GOLFO NORTE | SAN LUIS POTOSÃƒÂ | RIOVERDE | RÃƒÂO VERDE 2 | RIO VERDE | LÃƒÂ“TICO | RÃƒÂO | -99.9582 | 21.9114 | 2022 | 10 | 2400 | 1100 | 89 | 5.57 | 16.66 | 1 | 1 | Regular
DLSAN2351 | PLANTA DE TRATAMIENTO BIRMANIA (SALIDA) | GOLFO NORTE | SAN LUIS POTOSÃƒÂ | CIUDAD VALLES | RÃƒÂO TAMPAÃƒÂ“N 1 | RIO VALLES | LÃƒÂ“TICO | RÃƒÂO | -99.0057 | 21.9435 | 2022 | 10 | 24000 | 24000 | 29.2 | 8 | 37.04 | 1 | 1 | Regular
DLSAN2353 | INGENIO PLAN DE AYALA S.A. DE C.V. (AGUAS ABAJO) | GOLFO NORTE | SAN LUIS POTOSÃƒÂ | CIUDAD VALLES | RÃƒÂO TAMPAÃƒÂ“N 1 | RIO GALLINAS | LÃƒÂ“TICO | RÃƒÂO | -99.0581 | 22.0151 | 2022 | 10 | 2400 | 2400 | 88 | 2 | 10 | 1 | 1 | Regular
DLSAN2354 | TOMA DE AGUA POTABLE (D.A.P.A.) | GOLFO NORTE | SAN LUIS POTOSÃƒÂ | CIUDAD VALLES | RÃƒÂO VALLES | RIO VALLES | LÃƒÂ“TICO | RÃƒÂO | -99.0489 | 22.0205 | 2022 | 10 | 930 | 210 | 92.9 | 2 | 19.96 | 1 | 1 | Good
DLSAN2356 | FIDEICOMISO INGENIO PLAN DE SAN LUIS (AGUAS ABAJO) | GOLFO NORTE | SAN LUIS POTOSÃƒÂ | CIUDAD VALLES | RÃƒÂO EL SALTO | RIO EL SALTO | LÃƒÂ“TICO | RÃƒÂO | -99.2252 | 22.2109 | 2022 | 22 | 2400 | 2400 | 90 | 2 | 10 | 1 | 1 | Regular
DLSAN2365 | ESTACION HIDROMETRICA ADJUNTAS | GOLFO NORTE | SAN LUIS POTOSÃƒÂ | TAMUÃƒÂN | RÃƒÂO PÃƒÂNUCO 1 | RIO PANUCO | LÃƒÂ“TICO | RÃƒÂO | -98.5573 | 21.9652 | 2022 | 67 | 2400 | 930 | 92.1 | 2 | 22.04 | 1 | 1 | Regular
DLSAN2367 | TAMUIN | GOLFO NORTE | SAN LUIS POTOSÃƒÂ | TAMUÃƒÂN | RÃƒÂO MOCTEZUMA 5 | RIO TAMUIN O TAMPAON | LÃƒÂ“TICO (HUMEDAL) | RÃƒÂO | -98.7594 | 21.9994 | 2022 | 10 | 2400 | 2400 | 88 | 2 | 10 | 1 | 1 | Regular
DLSAN2369 | RIO CHOY (PLANTA POTABILIZADORA) | GOLFO NORTE | SAN LUIS POTOSÃƒÂ | TAMUÃƒÂN | RÃƒÂO CHOY | RIO CHOY | LÃƒÂ“TICO | RÃƒÂO | -98.7742 | 22.0011 | 2022 | 12 | 750 | 430 | 81.7 | 2 | 21.21 | 1 | 1 | Good
DLSAN2375 | ESTACION HIDROMETRICA GALLINAS | GOLFO NORTE | SAN LUIS POTOSÃƒÂ | TAMASOPO | RÃƒÂO TAMPAÃƒÂ“N 1 | RIO GALLINAS | LÃƒÂ“TICO | RÃƒÂO | -99.2455 | 21.8952 | 2022 | 10 | 2400 | 2400 | 88 | 2 | 10 | 1 | 1 | Regular
DLSAN2378 | CIENEGAS DE TAMASOPO 1 | GOLFO NORTE | SAN LUIS POTOSÃƒÂ | TAMASOPO | RÃƒÂO SANTA MARÃƒÂA 3 | ARROYO EL TRIGO O CABEZAS | LÃƒÂ“TICO (HUMEDAL) | ARROYO | -99.3008 | 21.8575 | 2022 | 10 | 930 | 430 | 38.7 | 2 | 29.13 | 1 | 1 | Good
DLSAN2380 | PUENTE EL AHOGADO | GOLFO NORTE | SAN LUIS POTOSÃƒÂ | TAMASOPO | RÃƒÂO TAMASOPO 2 | RIO TAMASOPO | LÃƒÂ“TICO | RÃƒÂO | -99.3925 | 21.9304 | 2022 | 10 | 2100 | 750 | 96 | 2 | 27.88 | 1 | 1 | Regular
DLSAN2388 | INGENIO ALIANZA POPULAR, S.A. DE C.V. (AGUA ABAJO) | GOLFO NORTE | SAN LUIS POTOSÃƒÂ | TAMASOPO | RÃƒÂO TAMASOPO 2 | RIO TAMASOPO | LÃƒÂ“TICO | RÃƒÂO | -99.2943 | 21.9714 | 2022 | 10 | 2400 | 2400 | 89 | 2 | 10 | 1 | 1 | Regular
DLSAN2392 | CITROFRUT, S.A. DE C.V. (AGUAS ABAJO) | GOLFO NORTE | SAN LUIS POTOSÃƒÂ | COXCATLÃƒÂN | RÃƒÂO HUICHIHUAYÃƒÂN | RIO HUICHIHUAYAN | LÃƒÂ“TICO | RÃƒÂO | -98.957 | 21.4714 | 2022 | 10 | 2400 | 2400 | 89 | 2 | 10 | 1 | 1 | Regular
DLSAN2397 | TIERRA BLANCA | GOLFO NORTE | SAN LUIS POTOSÃƒÂ | TAMAZUNCHALE | RÃƒÂO MOCTEZUMA 3 | RIO MOCTEZUMA | LÃƒÂ“TICO | RÃƒÂO | -98.8627 | 21.2436 | 2022 | 10 | 2400 | 2400 | 91 | 2 | 10 | 1 | 1 | Regular
DLSAN2402 | INGENIO SAN MIGUEL DEL NARANJO, S.A. DE C.V. (AGUAS ABAJO) | GOLFO NORTE | SAN LUIS POTOSÃƒÂ | EL NARANJO | RÃƒÂO EL SALTO | RIO EL SALTO | LÃƒÂ“TICO | RÃƒÂO | -99.336 | 22.5281 | 2022 | 10 | 2400 | 2400 | 92 | 2 | 10 | 1 | 1 | Regular
DLTAB2412 | LA SIERRA PUEBLO NUEVO | FRONTERA SUR | TABASCO | CENTRO | DE LA SIERRA | RIO LA SIERRA | LÃƒÂ“TICO (HUMEDAL) | RÃƒÂO | -92.8687 | 17.8327 | 2022 | 748 | 38730 | 32550 | 84.3 | 4.7 | 10 | 1 | 1 | Regular
DLTAB2416 | RIO CARRIZAL 3 | FRONTERA SUR | TABASCO | CENTRO | EL CARRIZAL | RIO CARRIZAL | LÃƒÂ“TICO | RÃƒÂO | -92.9399 | 18.021 | 2022 | 37.5 | 24196 | 24196 | 88.9 | 2 | 18.3 | 1 | 1 | Regular
DLTAB2417 | FRIGORIFICO Y EMPACADORA DE TABASCO, S.A. DE C.V. | FRONTERA SUR | TABASCO | CENTRO | EL CARRIZAL | RIO CARRIZAL | LÃƒÂ“TICO | RÃƒÂO | -92.9682 | 17.9954 | 2022 | 24.8 | 24196 | 12033 | 87.4 | 2 | 10 | 1 | 1 | Regular
DLTAB2419 | RIO CARRIZAL 1 | FRONTERA SUR | TABASCO | CENTRO | EL CARRIZAL | RIO CARRIZAL | LÃƒÂ“TICO | RÃƒÂO | -93.1214 | 17.9588 | 2022 | 15.8 | 4611 | 209 | 95.2 | 2 | 10 | 1 | 1 | Regular
DLTAB2422 | RIO SAMARIA 6 | FRONTERA SUR | TABASCO | CUNDUACÃƒÂN | SAMARÃƒÂA | RIO SAMARIA | LÃƒÂ“TICO (HUMEDAL) | RÃƒÂO | -93.1457 | 18.0176 | 2022 | 37.3 | 3654 | 933 | 89.5 | 2 | 10 | 1 | 1 | Regular
DLTAB2427 | MEZCALAPA 3 | FRONTERA SUR | TABASCO | CÃƒÂRDENAS | MEZCALAPA | RIO MEZCALAPA | LÃƒÂ“TICO (HUMEDAL) | RÃƒÂO | -93.3487 | 17.9435 | 2022 | 12.6 | 4611 | 249 | 79.4 | 2 | 10 | 1 | 1 | Regular
DLTAB2428 | MEZCALAPA 2 | FRONTERA SUR | TABASCO | HUIMANGUILLO | MEZCALAPA | RIO MEZCALAPA | LÃƒÂ“TICO (HUMEDAL) | RÃƒÂO | -93.3628 | 17.884 | 2022 | 10 | 6131 | 2595 | 73.8 | 2 | 10 | 1 | 1 | Regular
DLTAB2455 | SAN FELIPE 1 | FRONTERA SUR | TABASCO | CÃƒÂRDENAS | LAGUNA DEL CARMEN | RIO SAN FELIPE | LÃƒÂ“TICO (HUMEDAL) | RÃƒÂO | -93.6818 | 18.1169 | 2022 | 10 | 4106 | 393 | 10 | 2 | 11.7 | 1 | 1 | Regular
DLTAB2456 | RIO NARANJEÃƒÂ‘O | FRONTERA SUR | TABASCO | CÃƒÂRDENAS | LAGUNA DEL CARMEN | RIO NARANJEÃƒÂ‘O | LÃƒÂ“TICO (HUMEDAL) | RÃƒÂO | -93.6348 | 18.2281 | 2022 | 10 | 1464 | 281 | 10 | 2 | 10 | 1 | 1 | Regular
DLTAB2457 | BENITO JUAREZ | FRONTERA SUR | TABASCO | CÃƒÂRDENAS | COACAJAPA | RIO SAN FELIPE | LÃƒÂ“TICO (HUMEDAL) | RÃƒÂO | -93.6069 | 18.0177 | 2022 | 10 | 5475 | 1145 | 10 | 2 | 12.54 | 1 | 1 | Regular
DLTAB2458 | RIO ZANAPA 3 | FRONTERA SUR | TABASCO | HUIMANGUILLO | COACAJAPA | RIO ZANAPA | LÃƒÂ“TICO (HUMEDAL) | RÃƒÂO | -93.7803 | 17.9541 | 2022 | 10.4 | 11199 | 168 | 28.3 | 2 | 14.28 | 1 | 1 | Regular
DLTAB2460 | RIO ZANAPA 2 | FRONTERA SUR | TABASCO | HUIMANGUILLO | COACAJAPA | RIO ZANAPA | LÃƒÂ“TICO (HUMEDAL) | RÃƒÂO | -93.7395 | 17.9269 | 2022 | 10 | 2613 | 84 | 28.8 | 2 | 13.31 | 1 | 1.25 | Regular
DLTAB2461 | RIO TONALA 31 | GOLFO CENTRO | TABASCO | HUIMANGUILLO | TONALÃƒÂ | RIO TONALA | LÃƒÂ“TICO (HUMEDAL) | RÃƒÂO | -94.0764 | 18.049 | 2022 | 10 | 4352 | 2098 | 47.6 | 2 | 12.48 | 1 | 1 | Regular
DLTAB2462 | LA VENTA | GOLFO CENTRO | TABASCO | HUIMANGUILLO | TONALÃƒÂ | RIO TONALA | LÃƒÂ“TICO (HUMEDAL) | RÃƒÂO | -94.1006 | 18.1345 | 2022 | 10 | 1187 | 420 | 49.2 | 2 | 21.63 | 1 | 1 | Regular
DLTAB2463 | RIO TONALA 6 | GOLFO CENTRO | TABASCO | HUIMANGUILLO | TONALÃƒÂ | RIO TONALA | LÃƒÂ“TICO (HUMEDAL) | RÃƒÂO | -94.1263 | 18.1671 | 2022 | 10 | 933 | 122 | 57.6 | 2 | 38.95 | 1 | 1 | Good
DLTAB2464 | RIO TONALA 7 | GOLFO CENTRO | TABASCO | CÃƒÂRDENAS | TONALÃƒÂ | RIO TONALA | LÃƒÂ“TICO (HUMEDAL) | RÃƒÂO | -94.1315 | 18.2069 | 2022 | 10 | 2755 | 181 | 81.9 | 2 | 36.38 | 1 | 1 | Regular
DLTAB2480 | RIO GONZALEZ 9 | FRONTERA SUR | TABASCO | CENTLA | EL CARRIZAL | RIO GONZALEZ | LÃƒÂ“TICO (HUMEDAL) | RÃƒÂO | -93.0032 | 18.4149 | 2022 | 38 | 210 | 210 | 80.1 | 15.45 | 24.96 | 1 | 1 | Good
DLTAB2490 | ESTUARIO CRUCE FRONTERA (PANGA)(37) | FRONTERA SUR | TABASCO | CENTLA | GRIJALVA | RIO GRIJALVA | LÃƒÂ“TICO (HUMEDAL) | RÃƒÂO | -92.6597 | 18.5179 | 2022 | 38 | 43 | 23 | 51.6 | 20.4 | 25.92 | 1 | 1 | Good
DLTAB2491 | RIO GRIJALVA 19 | FRONTERA SUR | TABASCO | CENTLA | GRIJALVA | RIO GRIJALVA | LÃƒÂ“TICO (HUMEDAL) | RÃƒÂO | -92.6591 | 18.5492 | 2022 | 60 | 1100 | 240 | 64.9 | 15.54 | 21.6 | 1 | 1 | Regular
DLTAB2497 | RIO GRIJALVA 17 | FRONTERA SUR | TABASCO | CENTLA | GRIJALVA | RIO GRIJALVA | LÃƒÂ“TICO (HUMEDAL) | RÃƒÂO | -92.6494 | 18.4037 | 2022 | 56 | 240 | 240 | 56.5 | 19.8 | 23.52 | 1 | 1 | Good
DLTAB2498 | RIO GRIJALVA 18 | FRONTERA SUR | TABASCO | CENTLA | GRIJALVA | RIO GRIJALVA | LÃƒÂ“TICO (HUMEDAL) | RÃƒÂO | -92.6717 | 18.2503 | 2022 | 22 | 460 | 240 | 52.7 | 20.88 | 26.4 | 1 | 1 | Good
DLTAB2500 | RIO GRIJALVA 16 | FRONTERA SUR | TABASCO | CENTRO | TABASQUILLO | RIO GRIJALVA | LÃƒÂ“TICO (HUMEDAL) | RÃƒÂO | -92.7204 | 18.1833 | 2022 | 406 | 1100 | 240 | 66.3 | 24.54 | 33.4 | 1 | 1 | Regular
DLTAB2501 | RIO GRIJALVA 15 | FRONTERA SUR | TABASCO | CENTRO | GRIJALVA | RIO GRIJALVA | LÃƒÂ“TICO (HUMEDAL) | RÃƒÂO | -92.8056 | 18.0421 | 2022 | 192 | 240 | 93 | 59.7 | 30.36 | 49.85 | 1 | 1 | Poor
DLTAB2502 | RIO GRIJALVA 14 | FRONTERA SUR | TABASCO | CENTRO | EL CARRIZAL | RIO GRIJALVA | LÃƒÂ“TICO (HUMEDAL) | RÃƒÂO | -92.868 | 18.0224 | 2022 | 196 | 1100 | 1100 | 64.1 | 17.88 | 26.88 | 1 | 1 | Regular
DLTAB2503 | RIO CARRIZAL 4 | FRONTERA SUR | TABASCO | CENTRO | EL CARRIZAL | RIO CARRIZAL | LÃƒÂ“TICO | RÃƒÂO | -92.9164 | 18.031 | 2022 | 18 | 2400 | 75 | 84.1 | 21 | 24 | 1 | 1 | Regular
DLTAB2504 | RIO GRIJALVA 3 | FRONTERA SUR | TABASCO | CENTRO | GRIJALVA | RIO GRIJALVA | LÃƒÂ“TICO (HUMEDAL) | RÃƒÂO | -92.9122 | 17.9976 | 2022 | 182 | 2400 | 1100 | 62.5 | 27.9 | 40.8 | 1 | 1 | Poor
DLTAB2506 | EL MANGO | FRONTERA SUR | TABASCO | NACAJUCA | SAMARÃƒÂA | RIO SAMARIA | LÃƒÂ“TICO (HUMEDAL) | RÃƒÂO | -92.9823 | 18.1176 | 2022 | 50 | 150 | 75 | 50.2 | 12.66 | 21.12 | 1 | 1 | Good
DLTAB2507M2 | RIO NACAJUCA 3 | FRONTERA SUR | TABASCO | NACAJUCA | SAMARÃƒÂA | RIO NACAJUCA | LÃƒÂ“TICO (HUMEDAL) | RÃƒÂO | -93.019 | 18.2547 | 2022 | 19 | 240 | 240 | 22.2 | 30.72 | 45.6 | 1 | 1 | Poor
DLTAB2509 | RIO GONZALEZ 3 | FRONTERA SUR | TABASCO | CENTRO | EL CARRIZAL | RIO GONZALEZ | LÃƒÂ“TICO (HUMEDAL) | RÃƒÂO | -92.8334 | 18.2504 | 2022 | 13 | 460 | 93 | 60.8 | 22.2 | 26.4 | 1 | 1 | Good
DLTAB2511 | RIO CARRIZAL 2 | FRONTERA SUR | TABASCO | CENTRO | EL CARRIZAL | RIO CARRIZAL | LÃƒÂ“TICO | RÃƒÂO | -93.0683 | 17.9673 | 2022 | 25.6 | 4884 | 226 | 98.8 | 2 | 10 | 1 | 1 | Regular
DLTAB2514 | MEZCALAPA 1 | FRONTERA SUR | TABASCO | HUIMANGUILLO | MEZCALAPA | RIO MEZCALAPA | LÃƒÂ“TICO | RÃƒÂO | -93.4899 | 17.5431 | 2022 | 10 | 2359 | 86 | 57.3 | 2 | 10 | 1 | 1 | Regular
DLTAB2515 | RIO MEZCALAPA(65) | FRONTERA SUR | CHIAPAS | OSTUACÃƒÂN | MEZCALAPA | RIO MEZCALAPA | LÃƒÂ“TICO | RÃƒÂO | -93.4811 | 17.4703 | 2022 | 18 | 1100 | 210 | 76.6 | 19.98 | 23.52 | 1 | 1 | Regular
DLTAB2516 | TEAPA | FRONTERA SUR | TABASCO | TEAPA | DE LA SIERRA | RIO TEAPA | LÃƒÂ“TICO (HUMEDAL) | RÃƒÂO | -92.9536 | 17.5657 | 2022 | 532.5 | 54750 | 36540 | 98.1 | 7.3 | 47.59 | 1 | 1 | Poor
DLTAB2519 | RIO PUXCATAN | FRONTERA SUR | TABASCO | MACUSPANA | MACUXPANA | RIO PUXCATAN | LÃƒÂ“TICO (HUMEDAL) | RÃƒÂO | -92.621 | 17.7341 | 2022 | 45.4 | 2247 | 644 | 86.9 | 5.3 | 10 | 1 | 1 | Regular
DLTAB2520 | MACUSPANA | FRONTERA SUR | TABASCO | MACUSPANA | MACUXPANA | RIO PUXCATAN | LÃƒÂ“TICO (HUMEDAL) | RÃƒÂO | -92.5856 | 17.7485 | 2022 | 144.5 | 24196 | 24196 | 74.1 | 2 | 10 | 1 | 1 | Regular
DLTAB2522 | RIO CHILAPA 1 | FRONTERA SUR | TABASCO | MACUSPANA | CHILAPA | RIO CHILAPA | LÃƒÂ“TICO (HUMEDAL) | RÃƒÂO | -92.4788 | 17.9033 | 2022 | 20.5 | 1014 | 189 | 85.6 | 2 | 10 | 1 | 1 | Regular
DLTAB2523 | RIO CHILAPA 3 | FRONTERA SUR | TABASCO | MACUSPANA | CHILAPA | RIO CHILAPA | LÃƒÂ“TICO (HUMEDAL) | RÃƒÂO | -92.476 | 17.9312 | 2022 | 21.8 | 880 | 203 | 85.7 | 2 | 10 | 1 | 1 | Good
DLTAB2527 | PUENTE JONUTA | FRONTERA SUR | TABASCO | JONUTA | CHILAPA | RIO USUMACINTA | LÃƒÂ“TICO (HUMEDAL) | RÃƒÂO | -92.1701 | 18.1 | 2022 | 145.3 | 3255 | 323 | 94 | 5.5 | 10 | 1 | 1 | Regular
DLTAB2528 | RIO USUMACINTA 8 | FRONTERA SUR | TABASCO | JONUTA | USUMACINTA | RIO USUMACINTA | LÃƒÂ“TICO | RÃƒÂO | -91.916 | 17.9013 | 2022 | 179.2 | 2247 | 450 | 91.8 | 4.8 | 10 | 1 | 1 | Regular
DLTAB2529 | RIO USUMACINTA 43 | FRONTERA SUR | TABASCO | EMILIANO ZAPATA | USUMACINTA | RIO USUMACINTA | LÃƒÂ“TICO (HUMEDAL) | RÃƒÂO | -91.7861 | 17.8561 | 2022 | 268.5 | 3448 | 867 | 94.2 | 2 | 10 | 1 | 1 | Regular
DLTAB2530 | RIO USUMACINTA 6 | FRONTERA SUR | TABASCO | EMILIANO ZAPATA | USUMACINTA | RIO USUMACINTA | LÃƒÂ“TICO (HUMEDAL) | RÃƒÂO | -91.7891 | 17.7596 | 2022 | 175.1 | 2481 | 441 | 92.5 | 9.9 | 15.12 | 1 | 1 | Regular
DLTAB2531 | RIO USUMACINTA 5 | FRONTERA SUR | TABASCO | BALANCÃƒÂN | USUMACINTA | RIO USUMACINTA | LÃƒÂ“TICO | RÃƒÂO | -91.5307 | 17.7747 | 2022 | 147.6 | 3441 | 457 | 94 | 2 | 10 | 1 | 1 | Regular
DLTAB2532 | RIO USUMACINTA 4 | FRONTERA SUR | TABASCO | BALANCÃƒÂN | USUMACINTA | RIO USUMACINTA | LÃƒÂ“TICO | RÃƒÂO | -91.4297 | 17.7601 | 2022 | 198.3 | 748 | 388 | 93.8 | 2 | 10 | 1 | 1 | Regular
DLTAB2533 | RIO USUMACINTA 3 | FRONTERA SUR | TABASCO | BALANCÃƒÂN | USUMACINTA | RIO USUMACINTA | LÃƒÂ“TICO | RÃƒÂO | -91.4272 | 17.7547 | 2022 | 180.4 | 2603 | 548 | 93.9 | 2 | 10 | 1 | 1 | Regular
DLTAB2534 | RIO SAN PEDRO 8 | FRONTERA SUR | TABASCO | BALANCÃƒÂN | SAN PEDRO | RIO SAN PEDRO | LÃƒÂ“TICO (HUMEDAL) | RÃƒÂO | -91.2642 | 17.7482 | 2022 | 10 | 327 | 41 | 85.7 | 2 | 10 | 1 | 1 | Good
DLTAB2535 | RIO SAN PEDRO 9 | FRONTERA SUR | TABASCO | BALANCÃƒÂN | SAN PEDRO | RIO SAN PEDRO | LÃƒÂ“TICO (HUMEDAL) | RÃƒÂO | -91.1515 | 17.7737 | 2022 | 10 | 148 | 52 | 79.8 | 2 | 10 | 1 | 1 | Good
DLTAB2539 | RIO USUMACINTA 1 | FRONTERA SUR | TABASCO | TENOSIQUE | USUMACINTA | RIO USUMACINTA | LÃƒÂ“TICO | RÃƒÂO | -91.4924 | 17.4258 | 2022 | 256 | 4611 | 712 | 95.6 | 10.9 | 12.6 | 1 | 1 | Regular
DLTAB2540 | RIO USUMACINTA 2 | FRONTERA SUR | TABASCO | TENOSIQUE | USUMACINTA | RIO USUMACINTA | LÃƒÂ“TICO | RÃƒÂO | -91.4279 | 17.4777 | 2022 | 179 | 3448 | 408 | 94.7 | 5.6 | 10 | 1 | 1 | Regular
DLTAB5552 | MANATI 1 | FRONTERA SUR | TABASCO | MACUSPANA | CHILAPA | RIO BITZAL | LÃƒÂ“TICO | RÃƒÂO | -92.3335 | 18.0621 | 2022 | 10 | 1046 | 51 | 10 | 2 | 10 | 1 | 1 | Regular
DLTAB5553 | MANATI 2 | FRONTERA SUR | TABASCO | MACUSPANA | CHILAPA | RIO BITZAL | LÃƒÂ“TICO | RÃƒÂO | -92.3342 | 18.0757 | 2022 | 25.4 | 987 | 3 | 31.5 | 2 | 13.18 | 1 | 1 | Good
DLTAB5554 | MANATI 3 | FRONTERA SUR | TABASCO | JONUTA | CHILAPA | RIO EL LLANO | LÃƒÂ“TICO | RÃƒÂO | -92.3007 | 18.0938 | 2022 | 32.8 | 2359 | 73 | 32.1 | 2 | 19.78 | 1 | 1 | Regular
DLTAB5555 | MANATI 4 | FRONTERA SUR | TABASCO | MACUSPANA | CHILAPA | RIO MALUCO | LÃƒÂ“TICO | RÃƒÂO | -92.3049 | 18.0993 | 2022 | 20.9 | 1162 | 41 | 28.2 | 2 | 11.54 | 1 | 1 | Regular
DLTAB5556 | MANATI 5 | FRONTERA SUR | TABASCO | MACUSPANA | CHILAPA | RIO BITZAL | LÃƒÂ“TICO | RÃƒÂO | -92.3584 | 18.0278 | 2022 | 51.7 | 3255 | 20 | 67.7 | 11.8 | 14.01 | 1 | 1 | Regular
DLTAB5557 | MANATI 6 | FRONTERA SUR | TABASCO | MACUSPANA | CHILAPA | RIO BITZAL | LÃƒÂ“TICO | RÃƒÂO | -92.3579 | 18.0319 | 2022 | 42.7 | 1153 | 81 | 39.7 | 2 | 14.83 | 1 | 1 | Regular
DLTAB5558 | MANATI 7 | FRONTERA SUR | TABASCO | JONUTA | CHILAPA | RIO MALUCO | LÃƒÂ“TICO | RÃƒÂO | -92.3149 | 17.9593 | 2022 | 10.9 | 161 | 73 | 60.4 | 2 | 10 | 1 | 1 | Good
DLTAB5559 | MANATI 8 | FRONTERA SUR | TABASCO | MACUSPANA | CHILAPA | RIO CHILAPA | LÃƒÂ“TICO | RÃƒÂO | -92.3362 | 17.8396 | 2022 | 10 | 146 | 31 | 113.6 | 2 | 10 | 1 | 1 | Good
DLTAB5560 | MANATI 9 | FRONTERA SUR | TABASCO | MACUSPANA | CHILAPA | RIO EL LLANO | LÃƒÂ“TICO | RÃƒÂO | -92.3108 | 18.0021 | 2022 | 19.6 | 75 | 10 | 22.4 | 2 | 16.48 | 1 | 1 | Regular
DLTAB5561 | MANATI 10 | FRONTERA SUR | TABASCO | MACUSPANA | CHILAPA | RIO MALUCO | LÃƒÂ“TICO | RÃƒÂO | -92.3076 | 17.9208 | 2022 | 10 | 97 | 3 | 20 | 2 | 10 | 1 | 1 | Regular
DLTAB5562 | MANATI 11 | FRONTERA SUR | TABASCO | MACUSPANA | CHILAPA | RIO EL POCHOTE | LÃƒÂ“TICO | RÃƒÂO | -92.2366 | 17.8667 | 2022 | 10 | 432 | 223 | 10 | 2 | 27.19 | 1 | 1 | Regular
DLTAB5563 | MANATI 12 | FRONTERA SUR | TABASCO | MACUSPANA | CHILAPA | RIO MALUCO | LÃƒÂ“TICO | RÃƒÂO | -92.2532 | 17.8363 | 2022 | 24.9 | 2359 | 1414 | 22.4 | 4.88 | 23.07 | 1 | 3.3 | Regular
DLTAB5564 | MANATI 13 | FRONTERA SUR | TABASCO | MACUSPANA | CHILAPA | RIO BITZAL | LÃƒÂ“TICO | RÃƒÂO | -92.3957 | 18.0314 | 2022 | 38.3 | 173 | 63 | 35.3 | 2 | 10 | 1 | 1 | Good
DLTAB5565 | MANATI 14 | FRONTERA SUR | TABASCO | MACUSPANA | CHILAPA | RIO BITZAL | LÃƒÂ“TICO | RÃƒÂO | -92.323 | 18.0603 | 2022 | 10 | 1935 | 109 | 10 | 2 | 11.54 | 1 | 1 | Regular
DLTLA2543 | AF-6 BARRANCA ATLAPLITZ | BALSAS | TLAXCALA | TENANCINGO | RÃƒÂO ALTO ATOYAC | BARRANCA ATLAPITZ | LÃƒÂ“TICO A - TIPO 1 | RÃƒÂO | -98.2242 | 19.1381 | 2022 | 57880 | 4600 | 2100 | 30 | 42 | 86.21 | 1 | 1 | Poor
DLTLA2544 | ATOYAC-PANZACOLA | BALSAS | TLAXCALA | PAPALOTLA DE XICOHTÃƒÂ‰NCATL | RÃƒÂO ALTO ATOYAC | RIO ATOYAC | LÃƒÂ“TICO | RÃƒÂO | -98.229 | 19.1519 | 2022 | 78.7 | 24000 | 24000 | 46.6 | 96.67 | 182.23 | 1 | 3.72 | Poor
DLTLA2545 | ANTES DE LA CONFLUENCIA CON EL RÃƒÂO ATOYAC | BALSAS | TLAXCALA | PAPALOTLA DE XICOHTÃƒÂ‰NCATL | RÃƒÂO ALTO ATOYAC | RIO ZAHUAPAN | LÃƒÂ“TICO A - TIPO 4 | RÃƒÂO | -98.2393 | 19.1587 | 2022 | 104.5 | 24000 | 24000 | 26.7 | 120 | 179.37 | 1 | 1 | Poor
DLTLA2546 | TLAPALAC ANTES DE CONFLUENCIA CON RIO ATOYAC | BALSAS | PUEBLA | CUAUTLANCINGO | RÃƒÂO ALTO ATOYAC | TLAPALAC | LÃƒÂ“TICO | RÃƒÂO | -98.243 | 19.1571 | 2022 | 81.8 | 24000 | 24000 | 25.6 | 220 | 350.8 | 3.03 | 4.24 | Poor
DLTLA2547 | RA-12 RIO ATOYAC, ANTES DE LA CONFLUENCIA CON EL RIO ZAHUAPAN | BALSAS | PUEBLA | CUAUTLANCINGO | RÃƒÂO ALTO ATOYAC | RIO ATOYAC | LÃƒÂ“TICO A - TIPO 1 | RÃƒÂO | -98.242 | 19.1575 | 2022 | 198.4 | 24000 | 24000 | 26.2 | 140 | 213.66 | 1 | 10.87 | Poor
DLTLA2548 | RIO VIEJO ANTES DE LA CONFLUENCIA CON EL RIO ZAHUAPAN | BALSAS | TLAXCALA | ZACATELCO | RÃƒÂO ALTO ATOYAC | RIO VIEJO | LÃƒÂ“TICO A - TIPO 4 | RÃƒÂO | -98.2552 | 19.1761 | 2022 | 37.7 | 24000 | 24000 | 26.3 | 78 | 165.09 | 1 | 1 | Poor
DLTLA2549M1 | RIO ZAHUAPAN AGUAS ARRIBA DE PRESA SANTA AGUEDA | BALSAS | TLAXCALA | TETLATLAHUCA | RÃƒÂO ALTO ATOYAC | RIO ZAHUAPAN | LÃƒÂ“TICO A - TIPO 4 | RÃƒÂO | -98.298 | 19.2183 | 2022 | 54 | 24000 | 24000 | 27.3 | 2 | 44.96 | 1 | 1 | Poor
DLTLA2550 | BARRANCA SAMBRANO AGUAS ABAJO DESCARGA POLAQUIMIA | BALSAS | TLAXCALA | XALOZTOC | RÃƒÂO ALTO ATOYAC | BARRANCA SAMBRANO | LÃƒÂ“TICO A - TIPO 4 | RÃƒÂO | -98.0744 | 19.4122 | 2022 | 100 | 24000 | 11000 | 26.6 | 220 | 530.8 | 1.52 | 17.24 | Poor
DLTLA2551 | ANTES DE LA CONFLUENCIA CON EL RÃƒÂO ZAHUAPAN | BALSAS | TLAXCALA | NATÃƒÂVITAS | RÃƒÂO ALTO ATOYAC | RIO TOTOLAC ANTES DE LA CONFLUENCIA CON EL RÃƒÂO ZAHUAPAN | LÃƒÂ“TICO A - TIPO 4 | RÃƒÂO | -98.2991 | 19.2745 | 2022 | 12 | 24000 | 24000 | 26.3 | 2 | 33.71 | 1 | 1 | Regular
DLTLA2552 | RIO ZAHUAPAN ANTES DERIVADORA PANOTLA | BALSAS | TLAXCALA | PANOTLA | RÃƒÂO ALTO ATOYAC | RIO ZAHUAPAN | LÃƒÂ“TICO A - TIPO 4 | RÃƒÂO | -98.2577 | 19.3167 | 2022 | 49 | 24000 | 2400 | 26.9 | 26 | 82.46 | 1 | 1 | Poor
DLTLA2557 | Z- 04 CONFLUENCIA RIO ZAHUAPAN RIO DE LOS NEGROS/ TLAXCALA | BALSAS | TLAXCALA | TLAXCALA | RÃƒÂO ALTO ATOYAC | RIO ZAHUAPAN | LÃƒÂ“TICO A - TIPO 4 | RÃƒÂO | -98.209 | 19.3343 | 2022 | 54 | 24000 | 1500 | 25.4 | 15.33 | 45.79 | 1 | 1 | Poor
DLTLA2558 | RIO DE LOS NEGROS ANTES DE CONFLUENCIA CON RIO ZAHUAPAN | BALSAS | TLAXCALA | TLAXCALA | RÃƒÂO ALTO ATOYAC | RIO DE LOS NEGROS | LÃƒÂ“TICO A - TIPO 4 | RÃƒÂO | -98.2202 | 19.3303 | 2022 | 32.5 | 24000 | 930 | 27.1 | 103.33 | 270.8 | 1 | 1.62 | Poor
DLTLA2559 | RIO ATENCO ANTES DE CONFLUENCIA CON RIO ZAHUAPAN | BALSAS | TLAXCALA | AMAXAC DE GUERRERO | RÃƒÂO ALTO ATOYAC | RIO ATENCO | LÃƒÂ“TICO A - TIPO 4 | RÃƒÂO | -98.1744 | 19.3516 | 2022 | 25 | 24000 | 24000 | 25.8 | 38 | 99.13 | 1 | 1 | Poor
DLTLA2560 | RIO ZAHUAPAN AGUAS ARRIBA DE LA CASCADA ATLIHUETZIA | BALSAS | TLAXCALA | AMAXAC DE GUERRERO | RÃƒÂO ALTO ATOYAC | RIO ZAHUAPAN | LÃƒÂ“TICO A - TIPO 4 | RÃƒÂO | -98.1781 | 19.3655 | 2022 | 173.3 | 24000 | 2100 | 27.4 | 16.5 | 35.79 | 1 | 1 | Regular
DLTLA2561 | RIO ZAHUAPAN AGUAS ABAJO DE LA CASCADA ATLIHUETZIA | BALSAS | TLAXCALA | AMAXAC DE GUERRERO | RÃƒÂO ALTO ATOYAC | RIO ZAHUAPAN | LÃƒÂ“TICO A - TIPO 4 | RÃƒÂO | -98.1771 | 19.3592 | 2022 | 136 | 24000 | 11000 | 28 | 13 | 33.71 | 1 | 1 | Regular
DLTLA2564 | RIO TEXCALAC ANTES DE LA CONFLUENCIA CON EL RÃƒÂO ATENCO | BALSAS | TLAXCALA | APIZACO | RÃƒÂO ALTO ATOYAC | RÃƒÂO TEXCALAC | LÃƒÂ“TICO A - TIPO 4 | RÃƒÂO | -98.1195 | 19.4187 | 2022 | 28.4 | 24000 | 24000 | 27.2 | 60 | 190.8 | 1 | 1.41 | Poor
DLTLA2576 | AF-2 PTAR DM VILLALTA | BALSAS | TLAXCALA | TEPETITLA DE LARDIZÃƒÂBAL | RÃƒÂO ALTO ATOYAC | RIO ATOYAC | LÃƒÂ“TICO A - TIPO 1 | RÃƒÂO | -98.4018 | 19.288 | 2022 | 1047.1 | 24000 | 24000 | 50.4 | 33 | 125.79 | 1 | 1 | Poor
DLTLA2577 | RA-5 RIO ATOYAC, AGUAS ARRIBA DE LA BARRANCA CRUZTITLA | BALSAS | TLAXCALA | TEPETITLA DE LARDIZÃƒÂBAL | RÃƒÂO ALTO ATOYAC | RIO ATOYAC | LÃƒÂ“TICO A - TIPO 1 | RÃƒÂO | -98.3697 | 19.2782 | 2022 | 135.7 | 24000 | 24000 | 26.3 | 64 | 118.71 | 1 | 1 | Poor
DLTLA2578 | AF-4 ARROYO ZANJA REAL | BALSAS | TLAXCALA | TEPETITLA DE LARDIZÃƒÂBAL | RÃƒÂO ALTO ATOYAC | ARROYO ZANJA REAL | LÃƒÂ“TICO A - TIPO 1 | ARROYO | -98.359 | 19.2541 | 2022 | 11 | 24000 | 24000 | 26.6 | 37 | 64.13 | 1 | 1 | Poor
DLTLA2579 | AF-3 ARROYO CAPUENTE | BALSAS | TLAXCALA | TEPETITLA DE LARDIZÃƒÂBAL | RÃƒÂO ALTO ATOYAC | ARROYO CAPUENTE (LOS PESOS) | LÃƒÂ“TICO A - TIPO 1 | RÃƒÂO | -98.3593 | 19.2604 | 2022 | 13 | 24000 | 24000 | 26.2 | 5.33 | 18.71 | 1 | 1 | Regular
DLTLA2580 | AF-5 RIO SAN IGNACIO | BALSAS | TLAXCALA | NATÃƒÂVITAS | RÃƒÂO ALTO ATOYAC | RIO SAN IGNACIO | LÃƒÂ“TICO A - TIPO 1 | RÃƒÂO | -98.3577 | 19.253 | 2022 | 10 | 24000 | 24000 | 26.2 | 28 | 41.63 | 1 | 1 | Poor
DLTLA2581 | RA-7 RIO ATOYAC, ANTES DE LA CONFLUENCIA CON EL RIO XOCHIAC | BALSAS | TLAXCALA | NATÃƒÂVITAS | RÃƒÂO ALTO ATOYAC | RIO ATOYAC | LÃƒÂ“TICO A - TIPO 1 | RÃƒÂO | -98.359 | 19.2534 | 2022 | 149.1 | 24000 | 24000 | 26.5 | 43 | 84.13 | 1 | 9.09 | Poor
DLTLA2582 | RA-10 RIO XOPANAC, ANTES DE LA CONFLUENCIA CON EL RIO ATOYAC | BALSAS | TLAXCALA | NATÃƒÂVITAS | RÃƒÂO ALTO ATOYAC | RIO XOPANAC | LÃƒÂ“TICO A - TIPO 1 | RÃƒÂO | -98.3353 | 19.2044 | 2022 | 162.2 | 24000 | 24000 | 21.7 | 1520 | 3254 | 6.9 | 52.63 | Poor
DLZAC2638M1 | SAN FRANCISCO DE LOS GALLARDO | CUENCAS CENTRALES DEL NORTE | ZACATECAS | GENERAL FRANCISCO R. MURGUÃƒÂA | PRESA LA FLOR | RIO AGUANAVAL | LÃƒÂ“TICO | RÃƒÂO | -102.8848 | 24.3218 | 2022 | 54.9 | 1607 | 10 | 113 | 5.5 | 43.56 | 1 | 1 | Poor
DLZAC2639M1 | EL CAZADERO | CUENCAS CENTRALES DEL NORTE | ZACATECAS | RÃƒÂO GRANDE | SAN FRANCISCO | RIO AGUANAVAL | LÃƒÂ“TICO | RÃƒÂO | -103.0989 | 23.7052 | 2022 | 56.1 | 11199 | 52 | 13.7 | 5.2 | 11.08 | 1 | 1 | Regular
GCAEH00001 | SANTA AGUEDA-RANCHO SAN PASTOR | GOLFO CENTRO | VERACRUZ DE IGNACIO DE LA LLAVE | PAPANTLA | LLANURAS DE TUXPAN | RÃƒÂO AGUEDA | LÃƒÂ“TICO | RÃƒÂO | -97.2971 | 20.5598 | 2022 | 10 | 2400 | 930 | 56.4 | 2 | 51.625 | 1 | 1 | Poor
GCAEH00002 | ADOLFO RUÃƒÂZ CORTÃƒÂNEZ | GOLFO CENTRO | VERACRUZ DE IGNACIO DE LA LLAVE | PAPANTLA | LLANURAS DE TUXPAN | RÃƒÂO AGUEDA | LÃƒÂ“TICO | RÃƒÂO | -97.2864 | 20.5889 | 2022 | 342.857 | 24000 | 24000 | 36.4 | 300 | 750.8 | 5.569 | 1 | Poor
GCAEH00003 | SANTA AGUEDA-QUEBRADORA | GOLFO CENTRO | VERACRUZ DE IGNACIO DE LA LLAVE | PAPANTLA | LLANURAS DE TUXPAN | RÃƒÂO AGUEDA | LÃƒÂ“TICO | RÃƒÂO | -97.3095 | 20.5343 | 2022 | 10 | 24000 | 11000 | 67.8 | 2 | 47.041 | 1 | 1 | Poor
GCAEH00027 | RIO CONCHOS ANTES POBLADO SAN FERNANDO | GOLFO NORTE | TAMAULIPAS | SAN FERNANDO | RÃƒÂO SAN FERNANADO 1 | RIO CONCHOS | LÃƒÂ“TICO | RÃƒÂO | -98.1741 | 24.8628 | 2022 | 49 | 2400 | 2400 | 75 | 4 | 10 | 1 | 1 | Regular
GCAEH00028 | RIO CONCHOS CABECERA MUNICIPAL MÃƒÂ‰NDEZ | GOLFO NORTE | TAMAULIPAS | MENDEZ | RÃƒÂO SAN FERNANADO 1 | RIO CONCHOS | LÃƒÂ“TICO | RÃƒÂO | -98.5817 | 25.1145 | 2022 | 93 | 2400 | 2400 | 81 | 7 | 29.935 | 1 | 1 | Regular
LA CURVA | LA CURVA | RÃƒÂO BRAVO | COAHUILA DE ZARAGOZA | ACUÃƒÂ‘AÃ‚Â | RÃƒÂO BRAVO 5 | DATO PENDIENTE | LÃƒÂ“TICO | ARROYO | -101.074 | 29.4472 | 2022 | 10 | 473 | 3 | 45.4 | 2 | 10 | 1 | 1 | Good
LOURDES M2 | LOURDES M2 | RÃƒÂO BRAVO | COAHUILA DE ZARAGOZA | ACUÃƒÂ‘AÃ‚Â | RÃƒÂO BRAVO 6 | DATO PENDIENTE | LÃƒÂ“TICO | ARROYO | -101.0591 | 29.4437 | 2022 | 10 | 86 | 3 | 53.5 | 2 | 10 | 1 | 1 | Good
MET-003 | RÃƒÂO BACANUCHI LA TRAMPA | NOROESTE | SONORA | ARIZPE | RIO SONORA 1 | RIO BACANUCHI | LÃƒÂ“TICO | RÃƒÂO | -110.2209 | 30.5757 | 2022 | 88.5 | 1658 | 1274 | 90 | 2 | 10 | 1 | 1 | Regular
MET-011A | BAMORI RÃƒÂO SONORA | NOROESTE | SONORA | ARIZPE | RIO SONORA 1 | RIO SONORA | LÃƒÂ“TICO | RÃƒÂO | -110.1875 | 30.2982 | 2022 | 7583.3 | 24196 | 14136 | 83.6 | 9.7 | 344.74 | 1 | 1 | Poor
MET-018 | TAJO DE MANAMICHI | NOROESTE | SONORA | BANAMICHI | RIO SONORA 1 | RIO SONORA | LÃƒÂ“TICO | RÃƒÂO | -110.2236 | 30.0478 | 2022 | 10 | 8164 | 272 | 59 | 2 | 10 | 1 | 1 | Regular
MET-039 | BAVIÃƒÂCORA RÃƒÂO SONORA | NOROESTE | SONORA | BAVIACORA | RIO SONORA 1 | RIO SONORA | LÃƒÂ“TICO | RÃƒÂO | -110.1729 | 29.7088 | 2022 | 152 | 2046 | 269 | 98.2 | 2 | 10 | 1 | 1 | Regular
MET-040 | LA CAPILLA RÃƒÂO SONORA | NOROESTE | SONORA | BAVIACORA | RIO SONORA 1 | RIO SONORA | LÃƒÂ“TICO | RÃƒÂO | -110.1461 | 29.6667 | 2022 | 560.7 | 8300 | 620 | 94 | 8.2 | 29.26 | 1 | 1 | Regular
MET-041 | EL MOLINOTE RÃƒÂO SONORA | NOROESTE | SONORA | BAVIACORA | RIO SONORA 1 | RIO SONORA | LÃƒÂ“TICO | RÃƒÂO | -110.1367 | 29.6509 | 2022 | 535.3 | 6200 | 1070 | 93.7 | 4.9 | 16.72 | 1 | 1 | Regular
MET-042 | LA AURORA RÃƒÂO SONORA | NOROESTE | SONORA | BAVIACORA | RIO SONORA 1 | RIO SONORA | LÃƒÂ“TICO | RÃƒÂO | -110.1304 | 29.5775 | 2022 | 136 | 663 | 323 | 104.9 | 2 | 10 | 1 | 1 | Good
MET-043 | LA LABOR RÃƒÂO SONORA | NOROESTE | SONORA | BAVIACORA | RIO SONORA 1 | RIO SONORA | LÃƒÂ“TICO | RÃƒÂO | -110.1296 | 29.6158 | 2022 | 151.8 | 1500 | 450 | 100.2 | 7.9 | 10 | 1 | 1 | Regular
MET-045 | SAN RAFAEL DE URES RÃƒÂO SONORA | NOROESTE | SONORA | URES | RIO SONORA 1 | RIO SONORA | LÃƒÂ“TICO | RÃƒÂO | -110.5002 | 29.3628 | 2022 | 6014 | 120330 | 22470 | 83.8 | 15.3 | 24.13 | 1 | 1 | Regular
MET-053 | EL ORÃƒÂ‰GANO RÃƒÂO SONORA | NOROESTE | SONORA | HERMOSILLO | RIO SONORA 1 | RIO SONORA | LÃƒÂ“TICO | RÃƒÂO | -110.5923 | 29.3097 | 2022 | 6042 | 155310 | 22470 | 88.3 | 15.3 | 26.62 | 1 | 1 | Regular
OCAVM2766 | RIO BUEN AVENTURA | AGUAS DEL VALLE DE MÃƒÂ‰XICO | CIUDAD DE MÃƒÂ‰XICO | XOCHIMILCO | XOCHIMILCO | RIO SAN BUENAVENTURA | LÃƒÂ“TICO (HUMEDAL) | RÃƒÂO | -99.1141 | 19.2885 | 2022 | 156 | 2400 | 2400 | 10 | 258.7 | 324.15 | 1 | 4.35 | Poor
OCAVM2767 | CUARTO DINAMO | AGUAS DEL VALLE DE MÃƒÂ‰XICO | CIUDAD DE MÃƒÂ‰XICO | ÃƒÂLVARO OBREGÃƒÂ“N | CIUDAD DE MÃƒÂ‰XICO | RIO MAGDALENA | LÃƒÂ“TICO | ARROYO | -99.2941 | 19.2656 | 2022 | 10 | 12.75 | 3 | 97.8 | 3.385 | 16.3548 | 1 | 1.42 | Good
OCAVM2771 | A.A DE LA PRESA MADIN | AGUAS DEL VALLE DE MÃƒÂ‰XICO | MÃƒÂ‰XICO | ATIZAPÃƒÂN DE ZARAGOZA | CIUDAD DE MÃƒÂ‰XICO | RIO TLANEPANTLA | LÃƒÂ“TICO | ARROYO | -99.2889 | 19.535 | 2022 | 18.2 | 24196 | 24196 | 91 | 12.4 | 21.1 | 1 | 1 | Regular
OCAVM2772 | A.A. PRESA MADIN | AGUAS DEL VALLE DE MÃƒÂ‰XICO | MÃƒÂ‰XICO | ATIZAPÃƒÂN DE ZARAGOZA | CIUDAD DE MÃƒÂ‰XICO | RIO TLANEPANTLA | LÃƒÂ“TICO | ARROYO | -99.2553 | 19.5269 | 2022 | 22.5 | 24196 | 24196 | 10 | 51.5 | 119.79 | 1 | 1.57 | Poor
OCBAL2777 | R1 RIO APATLACO ABAJO CHALCHIHUAPAN | BALSAS | MORELOS | CUERNAVACA | RÃƒÂO AMACUZAC | RIO APATLACO | LÃƒÂ“TICO A - TIPO 3 | RÃƒÂO | -99.2697 | 18.9738 | 2022 | 16.1 | 1210 | 50226 | 86.8 | 2 | 10 | 1 | 1 | Regular
OCBAL2779 | R5B RIO APATLACO ANTES ARROYO CHAPULTEPEC | BALSAS | MORELOS | CUERNAVACA | RÃƒÂO AMACUZAC | RIO APATLACO | LÃƒÂ“TICO A - TIPO 3 | RÃƒÂO | -99.2236 | 18.8634 | 2022 | 10 | 24196 | 312098 | 84.4 | 8.46 | 19.88 | 1 | 1 | Regular
OCBAL2780 | R5C RIO APATLACO DESPUES ARROYO CHAPULTEPEC | BALSAS | MORELOS | TEMIXCO | RÃƒÂO AMACUZAC | RIO APATLACO | LÃƒÂ“TICO A - TIPO 3 | RÃƒÂO | -99.2244 | 18.8622 | 2022 | 10 | 24196 | 6512098 | 82 | 7.91 | 20.725 | 1 | 1 | Regular
OCBAL2781 | R13 RIO APATLACO ANTES 9-DERIVADORA | BALSAS | MORELOS | JOJUTLA | RÃƒÂO AMACUZAC | RIO APATLACO | LÃƒÂ“TICO A - TIPO 3 | RÃƒÂO | -99.1855 | 18.6257 | 2022 | 12.05 | 15531 | 20350.5 | 89.7 | 7.935 | 11.945 | 1 | 1 | Regular
OCBAL2782 | RIO APATLACO ARRIBA PTAR EL RAYO | BALSAS | MORELOS | TEMIXCO | RÃƒÂO AMACUZAC | RIO APATLACO | LÃƒÂ“TICO A - TIPO 3 | RÃƒÂO | -99.2205 | 18.8297 | 2022 | 10 | 562098 | 24196 | 88.1 | 4.74 | 10 | 1 | 1 | Regular
OCBAL2783 | RIO APATLACO ABAJO PTAR EL RAYO | BALSAS | MORELOS | TEMIXCO | RÃƒÂO AMACUZAC | RIO APATLACO | LÃƒÂ“TICO A - TIPO 3 | RÃƒÂO | -99.2215 | 18.828 | 2022 | 10 | 16598 | 24196 | 84.3 | 4.32 | 21.605 | 1 | 1 | Regular
OCBAL2787 | R2 RIO APATLACO ANTES DESCARGA MUNICIPAL TETELA | BALSAS | MORELOS | CUERNAVACA | RÃƒÂO AMACUZAC | RIO APATLACO | LÃƒÂ“TICO A - TIPO 3 | RÃƒÂO | -99.2588 | 18.9664 | 2022 | 10 | 2359 | 1259 | 87.3 | 2 | 10 | 1 | 1 | Regular
OCBAL2794 | R6 RIO APATLACO AGUAS ABAJO 2 DERIVADORA | BALSAS | MORELOS | TEMIXCO | RÃƒÂO AMACUZAC | RIO APATLACO | LÃƒÂ“TICO A - TIPO 3 | RÃƒÂO | -99.2222 | 18.8536 | 2022 | 10 | 24196 | 24196 | 80.7 | 4.74 | 12.66 | 1 | 1 | Regular
OCBAL2797 | R3-B RIO APATLACO ANTES CARCAMO DE SAN ANTON | BALSAS | MORELOS | CUERNAVACA | RÃƒÂO AMACUZAC | RIO APATLACO | LÃƒÂ“TICO A - TIPO 3 | RÃƒÂO | -99.2448 | 18.9238 | 2022 | 10 | 24196 | 104198 | 87 | 15.3 | 38.055 | 1 | 1 | Regular
OCBAL2807 | R3-C RIO APATLACO DESPUES DEL CARCAMO DE SAN ANTON | BALSAS | MORELOS | CUERNAVACA | RÃƒÂO AMACUZAC | RIO APATLACO | LÃƒÂ“TICO A - TIPO 3 | RÃƒÂO | -99.2448 | 18.9237 | 2022 | 10 | 24196 | 132098 | 91.7 | 15.495 | 23.12 | 1 | 1 | Regular
OCBAL2813 | PUENTE TEMIXCO | BALSAS | MORELOS | TEMIXCO | RÃƒÂO AMACUZAC | RIO APATLACO | LÃƒÂ“TICO A - TIPO 3 | RÃƒÂO | -99.2192 | 18.8419 | 2022 | 10 | 24196 | 262098 | 81.9 | 7.685 | 18.145 | 1 | 1 | Regular
OCBAL2817 | RIO APATLACO-TLATENCHI | BALSAS | MORELOS | JOJUTLA | RÃƒÂO AMACUZAC | RIO APATLACO | LÃƒÂ“TICO A - TIPO 3 | RÃƒÂO | -99.1828 | 18.6098 | 2022 | 11.45 | 24196 | 256298 | 89.7 | 6.835 | 10 | 1 | 1 | Regular
OCBAL2818 | RIO YAUTEPEC ABAJO PTAR JOJUTLA | BALSAS | MORELOS | JOJUTLA | RÃƒÂO AMACUZAC | RIO YAUTEPEC | LÃƒÂ“TICO | RÃƒÂO | -99.1849 | 18.5916 | 2022 | 41 | 150000 | 34500 | 58.8 | 4.97 | 19.96 | 1 | 1 | Regular
OCBAL2820 | APATLACO ABAJO PTAR ZACATEPEC | BALSAS | MORELOS | JOJUTLA | RÃƒÂO AMACUZAC | RIO APATLACO | LÃƒÂ“TICO A - TIPO 3 | RÃƒÂO | -99.1954 | 18.6399 | 2022 | 10.55 | 24196 | 30598 | 86.6 | 3.42 | 11.945 | 1 | 1 | Regular
OCBAL2821 | R12C RIO APATLACO DESPUES BARRANCA POZA HONDA | BALSAS | MORELOS | ZACATEPEC | RÃƒÂO AMACUZAC | RIO APATLACO | LÃƒÂ“TICO A - TIPO 3 | RÃƒÂO | -99.1967 | 18.6547 | 2022 | 17.25 | 24196 | 12598 | 68.7 | 11.665 | 13.895 | 1 | 1 | Regular
OCBAL2822 | R12 RIO APATLACO ANTES DESCARGA TETELPA | BALSAS | MORELOS | ZACATEPEC | RÃƒÂO AMACUZAC | RIO APATLACO | LÃƒÂ“TICO A - TIPO 3 | RÃƒÂO | -99.2002 | 18.6674 | 2022 | 24.9 | 15531 | 29332 | 89.1 | 2 | 10 | 1 | 1 | Regular
OCBAL2823 | APATLACO ABAJO PTAR CHIPITLAN | BALSAS | MORELOS | CUERNAVACA | RÃƒÂO AMACUZAC | RIO APATLACO | LÃƒÂ“TICO A - TIPO 3 | RÃƒÂO | -99.2273 | 18.8709 | 2022 | 10 | 24196 | 162098 | 86.2 | 4.815 | 20.01 | 1 | 1 | Regular
OCBAL2825 | RIO TETLAMA ANTES RIO APATLACO | BALSAS | MORELOS | PUENTE DE IXTLA | RÃƒÂO AMACUZAC | RIO TETLAMA | LÃƒÂ“TICO A - TIPO 3 | RÃƒÂO | -99.241 | 18.7021 | 2022 | 12.1 | 9804 | 1968 | 88.2 | 2 | 10 | 1 | 1 | Regular
OCBAL2826 | R10E RIO APATLACO DESPUES ARROYO PALO ESCRITO | BALSAS | MORELOS | XOCHITEPEC | RÃƒÂO AMACUZAC | RIO APATLACO | LÃƒÂ“TICO A - TIPO 3 | RÃƒÂO | -99.2338 | 18.7626 | 2022 | 13.7 | 562098 | 24196 | 70.1 | 3.49 | 10 | 1 | 1 | Regular
OCBAL2827 | R10D RIO APATLACO ANTES ARROYO PALO ESCRITO | BALSAS | MORELOS | XOCHITEPEC | RÃƒÂO AMACUZAC | RIO APATLACO | LÃƒÂ“TICO A - TIPO 3 | RÃƒÂO | -99.2342 | 18.7626 | 2022 | 10 | 49598 | 24196 | 76.1 | 3.665 | 10 | 1 | 1 | Regular
OCBAL2828 | RIO APATLACO-XOCHITEPEC | BALSAS | MORELOS | XOCHITEPEC | RÃƒÂO AMACUZAC | RIO APATLACO | LÃƒÂ“TICO A - TIPO 3 | RÃƒÂO | -99.2349 | 18.775 | 2022 | 10.1 | 24196 | 23598 | 81.1 | 5.08 | 10 | 1 | 1 | Regular
OCBAL2829 | R9B RIO APATLACO DESPUES DE LA CASCADA REAL DEL PUENTE | BALSAS | MORELOS | XOCHITEPEC | RÃƒÂO AMACUZAC | RIO APATLACO | LÃƒÂ“TICO A - TIPO 3 | RÃƒÂO | -99.2337 | 18.7903 | 2022 | 10 | 24196 | 41598 | 85.8 | 5.84 | 12.115 | 1 | 1 | Regular
OCBAL2830M1 | R9 RIO APATLACO ANTES DE LA CASCADA REAL DEL PUENTE | BALSAS | MORELOS | XOCHITEPEC | RÃƒÂO AMACUZAC | RIO APATLACO | LÃƒÂ“TICO A - TIPO 3 | RÃƒÂO | -99.231 | 18.7929 | 2022 | 16.85 | 24196 | 40098 | 91.8 | 7.74 | 10 | 1 | 1 | Regular
OCBAL2831M1 | ARROYO PANOCHERAS AGUAS ARRIBA RIO APATLACO | BALSAS | MORELOS | XOCHITEPEC | RÃƒÂO AMACUZAC | ARROYO PANOCHERAS | LÃƒÂ“TICO A - TIPO 3 | RÃƒÂO | -99.2268 | 18.8001 | 2022 | 43.55 | 31598 | 24196 | 80.6 | 15.15 | 89.86 | 1 | 1 | Poor
OCBAL2832 | R8B RIO APATLACO ANTES ARROYO PANOCHERAS | BALSAS | MORELOS | XOCHITEPEC | RÃƒÂO AMACUZAC | RIO APATLACO | LÃƒÂ“TICO A - TIPO 3 | RÃƒÂO | -99.224 | 18.8017 | 2022 | 12.55 | 49598 | 24196 | 87.9 | 5.77 | 15.69 | 1 | 1 | Regular
OCBAL2844 | BARRANCA PUENTE BLANCO ABAJO PTAR | BALSAS | MORELOS | XOCHITEPEC | RÃƒÂO AMACUZAC | RIO SALADO | LÃƒÂ“TICO A - TIPO 3 | RÃƒÂO | -99.2319 | 18.765 | 2022 | 10 | 12098.75 | 24196 | 49.6 | 5.885 | 13.075 | 1 | 1 | Regular
OCBAL2851 | APATLACO ARRIBA PTAR CHIPITLAN | BALSAS | MORELOS | CUERNAVACA | RÃƒÂO AMACUZAC | RIO APATLACO | LÃƒÂ“TICO A - TIPO 3 | RÃƒÂO | -99.2271 | 18.8718 | 2022 | 10 | 24196 | 67098 | 89.3 | 5.085 | 27.37 | 1 | 1 | Regular
OCCCN5215M1 | EL PALMITO | CUENCAS CENTRALES DEL NORTE | DURANGO | INDÃƒÂ‰ | AGUSTÃƒÂN MELGAR | RIO NAZAS | LÃƒÂ“TICO | RÃƒÂO | -105.0024 | 25.5923 | 2022 | 10 | 583 | 31 | 92.2 | 2 | 10 | 1 | 1 | Good
OCCCN5216M1 | RODEO | CUENCAS CENTRALES DEL NORTE | DURANGO | RODEO | AGUSTÃƒÂN MELGAR | RIO NAZAS | LÃƒÂ“TICO | RÃƒÂO | -104.5239 | 25.1472 | 2022 | 111.2 | 24196 | 5794 | 77.8 | 6.8 | 10 | 1 | 1 | Regular
OCCCN5223M1 | AGUSTIN MELGAR | CUENCAS CENTRALES DEL NORTE | DURANGO | NAZAS | PRESA FRANCISCO ZARCO | RIO NAZAS | LÃƒÂ“TICO | RÃƒÂO | -104.0663 | 25.2636 | 2022 | 10 | 3255 | 31 | 92.1 | 2 | 10 | 1 | 1 | Regular
OCCCN5235M1 | PARQUE ESTATAL CAÃƒÂ‘ON DE FERNANDEZ 1 | CUENCAS CENTRALES DEL NORTE | DURANGO | LERDO | LOS ÃƒÂNGELES | RIO NAZAS | LÃƒÂ“TICO (HUMEDAL) | RÃƒÂO | -103.7683 | 25.2751 | 2022 | 11.1 | 4352 | 3 | 34.4 | 2 | 10 | 1 | 1 | Regular
OCCCN5236M1 | PARQUE ESTATAL CAÃƒÂ‘ON DE FERNANDEZ 3 | CUENCAS CENTRALES DEL NORTE | DURANGO | LERDO | LOS ÃƒÂNGELES | RIO NAZAS | LÃƒÂ“TICO (HUMEDAL) | RÃƒÂO | -103.7425 | 25.387 | 2022 | 11.2 | 1597 | 3 | 88.8 | 2 | 10 | 1 | 1 | Regular
OCCCN5237M1 | PARQUE ESTATAL CAÃƒÂ‘ON DE FERNANDEZ 2 | CUENCAS CENTRALES DEL NORTE | DURANGO | LERDO | LOS ÃƒÂNGELES | RIO NAZAS | LÃƒÂ“TICO (HUMEDAL) | RÃƒÂO | -103.7319 | 25.3019 | 2022 | 10 | 4360 | 3 | 88 | 2 | 10 | 1 | 1 | Regular
OCCCN5281M1 | LA FLOR | CUENCAS CENTRALES DEL NORTE | COAHUILA DE ZARAGOZA | TORREÃƒÂ“N | PRESA LA FLOR | RIO AGUANAVAL | LÃƒÂ“TICO | RÃƒÂO | -103.2839 | 25.0681 | 2022 | 22.6 | 3076 | 96 | 96.4 | 2 | 10 | 1 | 1 | Regular
OCFSU2899 | MARIA EUGENIA | FRONTERA SUR | CHIAPAS | SAN CRISTÃƒÂ“BAL DE LAS CASAS | PRESA CHICOASÃƒÂ‰N | HUMEDAL MARIA EUGENIA | LÃƒÂ“TICO (HUMEDAL) | RÃƒÂO | -92.6322 | 16.7137 | 2022 | 14 | 93 | 4 | 71.5 | 30.54 | 45.5 | 1 | 1 | Poor
OCFSU2901 | PARQUE DE ORIENTE | FRONTERA SUR | CHIAPAS | TUXTLA GUTIÃƒÂ‰RREZ | TUXTLA GUTIÃƒÂ‰RREZ | RIO SABINAL | LÃƒÂ“TICO | RÃƒÂO | -93.0889 | 16.7588 | 2022 | 32 | 2400 | 2400 | 18.3 | 31.14 | 49.98 | 1 | 1 | Poor
OCFSU2902 | PTAR PASO LIMON AGUAS ABAJO | FRONTERA SUR | CHIAPAS | TUXTLA GUTIÃƒÂ‰RREZ | TUXTLA GUTIÃƒÂ‰RREZ | RIO SABINAL | LÃƒÂ“TICO | RÃƒÂO | -93.0819 | 16.765 | 2022 | 48 | 460 | 460 | 14.3 | 44.04 | 55.69 | 1 | 1 | Poor
OCFSU2905 | AGUAS ABAJO 100M DESPUES DE LA DESCARGA DEL RIO SABINAL | FRONTERA SUR | CHIAPAS | CHIAPA DE CORZO | PRESA CHICOASÃƒÂ‰N | RIO GRIJALVA | LÃƒÂ“TICO (HUMEDAL) | RÃƒÂO | -93.0551 | 16.7748 | 2022 | 36 | 2400 | 460 | 56.2 | 16.26 | 21.96 | 1 | 1 | Regular
OCFSU2906 | AGUAS ARRIBA 100M ANTES DE LA DESCARGA DEL RIO SABINAL | FRONTERA SUR | CHIAPAS | TUXTLA GUTIÃƒÂ‰RREZ | PRESA CHICOASÃƒÂ‰N | RIO GRIJALVA | LÃƒÂ“TICO (HUMEDAL) | RÃƒÂO | -93.0533 | 16.7706 | 2022 | 44 | 2400 | 240 | 55 | 11.52 | 21.47 | 1 | 1 | Regular
OCFSU2908 | CIUDAD DEL AGUA | FRONTERA SUR | CHIAPAS | CHIAPA DE CORZO | PRESA CHICOASÃƒÂ‰N | RIO GRIJALVA | LÃƒÂ“TICO (HUMEDAL) | RÃƒÂO | -93.0339 | 16.7399 | 2022 | 48 | 1100 | 240 | 37.1 | 15.96 | 29.77 | 1 | 1 | Regular
OCFSU2909 | P.M.E.G.B. AGUAS ABAJO 100 M DESPUES DE LA DESCARGA | FRONTERA SUR | CHIAPAS | CHIAPA DE CORZO | PRESA CHICOASÃƒÂ‰N | RIO GRIJALVA | LÃƒÂ“TICO | RÃƒÂO | -93.0255 | 16.7257 | 2022 | 32 | 1100 | 1100 | 46.2 | 18.96 | 32.21 | 1 | 1 | Regular
OCFSU2910 | PTAR CHIAPA DE CORZO 100 M A.A. DESCARGA | FRONTERA SUR | CHIAPAS | CHIAPA DE CORZO | PRESA CHICOASÃƒÂ‰N | RIO GRIJALVA | LÃƒÂ“TICO | RÃƒÂO | -93.0275 | 16.7119 | 2022 | 186 | 2400 | 2400 | 32.6 | 31.08 | 44.41 | 1 | 1 | Poor
OCFSU2911 | RIO GRIJALVA 22 | FRONTERA SUR | CHIAPAS | CHIAPA DE CORZO | PRESA CHICOASÃƒÂ‰N | RIO GRIJALVA | LÃƒÂ“TICO (HUMEDAL) | RÃƒÂO | -93.0103 | 16.6859 | 2022 | 12 | 2400 | 2400 | 30.5 | 23.88 | 30.74 | 1 | 1 | Regular
OCFSU2912 | AGUAS ABAJO RIO STO. DOMINGO(FTE. TOMA AGUA POTABLE) | FRONTERA SUR | CHIAPAS | CHIAPA DE CORZO | PRESA CHICOASÃƒÂ‰N | RIO SANTO DOMINGO | LÃƒÂ“TICO (HUMEDAL) | RÃƒÂO | -93.0123 | 16.6801 | 2022 | 136 | 1100 | 1100 | 64.2 | 25.26 | 37.13 | 1 | 1 | Regular
OCFSU2913 | RIO GRIJALVA 21 | FRONTERA SUR | CHIAPAS | CHIAPA DE CORZO | PRESA CHICOASÃƒÂ‰N | RIO GRIJALVA | LÃƒÂ“TICO (HUMEDAL) | RÃƒÂO | -93.0055 | 16.68 | 2022 | 20 | 1100 | 1100 | 32 | 20.22 | 31.72 | 1 | 1 | Regular
OCFSU2916 | PUENTE SANTO DOMINGO | FRONTERA SUR | CHIAPAS | CHIAPA DE CORZO | SANTO DOMINGO | RIO SANTO DOMINGO | LÃƒÂ“TICO | RÃƒÂO | -92.9962 | 16.6305 | 2022 | 88 | 1100 | 240 | 76.2 | 5.46 | 24.75 | 1 | 1 | Regular
OCFSU2920 | RIO SUCHIAPA 4 | FRONTERA SUR | CHIAPAS | SUCHIAPA | SUCHIAPA | RIO SUCHIAPA | LÃƒÂ“TICO | RÃƒÂO | -93.1069 | 16.6264 | 2022 | 122 | 150 | 43 | 79.3 | 28.44 | 31.42 | 1 | 1 | Good
OCFSU2921 | RIO SUCHIAPA 1 | FRONTERA SUR | CHIAPAS | SUCHIAPA | SUCHIAPA | RIO SUCHIAPA | LÃƒÂ“TICO | RÃƒÂO | -93.0841 | 16.609 | 2022 | 214 | 1100 | 23 | 79.1 | 25.62 | 69.02 | 1 | 1 | Poor
OCFSU2922 | AGUAS ARRIBARIO STO.DOM.T.DE AGUA (1KM ANTES C.JULIAN G) | FRONTERA SUR | CHIAPAS | CHIAPA DE CORZO | SANTO DOMINGO | RIO SANTO DOMINGO | LÃƒÂ“TICO | RÃƒÂO | -92.9775 | 16.4932 | 2022 | 52 | 2400 | 210 | 76.5 | 11.49 | 23.8 | 1 | 1 | Regular
OCFSU2923 | RIO GRIJALVA 3 | FRONTERA SUR | CHIAPAS | ACALA | PRESA CHICOASÃƒÂ‰N | RIO GRIJALVA | LÃƒÂ“TICO (HUMEDAL) | RÃƒÂO | -92.8139 | 16.5502 | 2022 | 100 | 460 | 460 | 70.2 | 16.47 | 27.61 | 1 | 1 | Good
OCFSU2924 | RIO GRIJALVA 20 | FRONTERA SUR | CHIAPAS | ACALA | PRESA CHICOASÃƒÂ‰N | RIO GRIJALVA | LÃƒÂ“TICO (HUMEDAL) | RÃƒÂO | -92.7983 | 16.5502 | 2022 | 272 | 43 | 43 | 72.1 | 15.36 | 24.75 | 1 | 1 | Regular
OCFSU2925 | AGUAS ABAJO FRENTE A LA CORTINA PRESA LA ANGOSTURA | FRONTERA SUR | CHIAPAS | VENUSTIANO CARRANZA | PRESA CHICOASÃƒÂ‰N | RIO GRIJALVA | LÃƒÂ“TICO (HUMEDAL) | RÃƒÂO | -92.7604 | 16.412 | 2022 | 14 | 93 | 93 | 20.1 | 16.89 | 19.52 | 1 | 1 | Regular
OCFSU2931 | RIO SAN VICENTE 5 | FRONTERA SUR | CHIAPAS | VENUSTIANO CARRANZA | AGUACATENCO | RIO SAN VICENTE | LÃƒÂ“TICO | RÃƒÂO | -92.5014 | 16.2253 | 2022 | 14 | 20 | 3 | 57.6 | 16.86 | 68.07 | 1 | 1 | Poor
OCFSU2940 | RIO SAN VICENTE 3 | FRONTERA SUR | CHIAPAS | TZIMOL | AGUACATENCO | RIO SAN VICENTE | LÃƒÂ“TICO | RÃƒÂO | -92.2937 | 16.1834 | 2022 | 16 | 93 | 28 | 58.5 | 8.58 | 28.56 | 1 | 1 | Good
OCFSU2941 | RIO SAN VICENTE 2 | FRONTERA SUR | CHIAPAS | TZIMOL | AGUACATENCO | RIO SAN VICENTE | LÃƒÂ“TICO | RÃƒÂO | -92.2083 | 16.1978 | 2022 | 20 | 20 | 15 | 54.8 | 28.92 | 66.64 | 1 | 1 | Poor
OCFSU2942 | RIO SAN VICENTE 1 | FRONTERA SUR | CHIAPAS | COMITÃƒÂN DE DOMÃƒÂNGUEZ | AGUACATENCO | RIO SAN VICENTE | LÃƒÂ“TICO | ARROYO | -92.19 | 16.2004 | 2022 | 50 | 23 | 23 | 47.3 | 25.92 | 32.21 | 1 | 1 | Good
OCFSU2943 | RIO SAN VICENTE 0 | FRONTERA SUR | CHIAPAS | COMITÃƒÂN DE DOMÃƒÂNGUEZ | AGUACATENCO | RIO SAN VICENTE | LÃƒÂ“TICO | RÃƒÂO | -92.1953 | 16.1952 | 2022 | 14 | 28 | 15 | 55.4 | 30.42 | 67.59 | 1 | 1 | Poor
OCFSU2960 | RIO GRIJALVA 2(25) | FRONTERA SUR | CHIAPAS | FRONTERA COMALAPA | SAN MIGUEL | RIO GRIJALVA | LÃƒÂ“TICO | RÃƒÂO | -92.1667 | 15.693 | 2022 | 12 | 240 | 240 | 76.9 | 19.62 | 27.33 | 1 | 1 | Good
OCFSU2961 | RIO GRIJALVA 26 | FRONTERA SUR | CHIAPAS | FRONTERA COMALAPA | SAN MIGUEL | RIO GRIJALVA | LÃƒÂ“TICO | RÃƒÂO | -92.2042 | 15.8216 | 2022 | 1240 | 2400 | 1100 | 83.9 | 52.81 | 69.3 | 1 | 1 | Poor
OCFSU2965 | RIO SAN VICENTE 4 | FRONTERA SUR | CHIAPAS | VENUSTIANO CARRANZA | AGUACATENCO | RIO SAN VICENTE | LÃƒÂ“TICO | RÃƒÂO | -92.4503 | 16.2127 | 2022 | 14 | 9 | 3 | 58.3 | 14.76 | 29.51 | 1 | 1 | Good
OCFSU2966 | SUMIDERO | FRONTERA SUR | CHIAPAS | SAN CRISTÃƒÂ“BAL DE LAS CASAS | PRESA CHICOASÃƒÂ‰N | RIO AMARILLO | LÃƒÂ“TICO | RÃƒÂO | -92.6457 | 16.7138 | 2022 | 72 | 4 | 3 | 19.4 | 43.08 | 51.3 | 1 | 1 | Poor
OCFSU2967 | RIO FOGOTICO | FRONTERA SUR | CHIAPAS | SAN CRISTÃƒÂ“BAL DE LAS CASAS | PRESA CHICOASÃƒÂ‰N | RIO FOGOTICO | LÃƒÂ“TICO | RÃƒÂO | -92.6146 | 16.7338 | 2022 | 66 | 1100 | 9 | 91.1 | 40.08 | 45.5 | 1 | 1 | Poor
OCFSU2968 | HUMEDALES DE MONTAÃƒÂ‘AS LA KISST 1 | FRONTERA SUR | CHIAPAS | SAN CRISTÃƒÂ“BAL DE LAS CASAS | PRESA CHICOASÃƒÂ‰N | HUMEDAL LA KISST | LÃƒÂ“TICO (HUMEDAL) | RÃƒÂO | -92.6489 | 16.7298 | 2022 | 18 | 210 | 210 | 18.9 | 30.6 | 44.04 | 1 | 1 | Poor
OCFSU2969 | HUMEDALES DE MONTAÃƒÂ‘AS LA KISST 2 | FRONTERA SUR | CHIAPAS | SAN CRISTÃƒÂ“BAL DE LAS CASAS | PRESA CHICOASÃƒÂ‰N | CUERPO DE AGUA DEL HUMEDAL | LÃƒÂ“TICO (HUMEDAL) | RÃƒÂO | -92.647 | 16.7289 | 2022 | 28 | 460 | 15 | 39.1 | 31.26 | 45.01 | 1 | 1 | Poor
OCFSU2971 | RIO FOGOTICO AGUAS ABAJO DEL RIO AMARILLO | FRONTERA SUR | CHIAPAS | SAN CRISTÃƒÂ“BAL DE LAS CASAS | PRESA CHICOASÃƒÂ‰N | RIO FOGOTICO | LÃƒÂ“TICO | RÃƒÂO | -92.6467 | 16.7265 | 2022 | 22 | 15 | 3 | 83.8 | 53.4 | 64.37 | 1 | 1 | Poor
OCFSU2972 | RIO AMARILLO | FRONTERA SUR | CHIAPAS | SAN CRISTÃƒÂ“BAL DE LAS CASAS | PRESA CHICOASÃƒÂ‰N | RIO AMARILLO | LÃƒÂ“TICO | RÃƒÂO | -92.6179 | 16.7476 | 2022 | 104 | 210 | 15 | 90.6 | 41.28 | 48.4 | 1 | 1 | Poor
OCFSU2986 | ARBOL DE NAVIDAD | FRONTERA SUR | CHIAPAS | OSUMACINTA | PRESA CHICOASÃƒÂ‰N | RIO GRIJALVA | LÃƒÂ“TICO (HUMEDAL) | RÃƒÂO | -93.1067 | 16.8755 | 2022 | 26 | 43 | 43 | 92.3 | 20.28 | 24.89 | 1 | 1 | Good
OCFSU2987 | MIRADOR LA ATALAYA | FRONTERA SUR | CHIAPAS | TUXTLA GUTIÃƒÂ‰RREZ | PRESA CHICOASÃƒÂ‰N | RIO GRIJALVA | LÃƒÂ“TICO (HUMEDAL) | RÃƒÂO | -93.0957 | 16.8361 | 2022 | 22 | 1100 | 240 | 65.4 | 17.16 | 27.82 | 1 | 1 | Regular
OCFSU2988 | CAÃƒÂ‘ON DEL SUMIDERO ENTRADA | FRONTERA SUR | CHIAPAS | TUXTLA GUTIÃƒÂ‰RREZ | PRESA CHICOASÃƒÂ‰N | RIO GRIJALVA | LÃƒÂ“TICO (HUMEDAL) | RÃƒÂO | -93.0688 | 16.8007 | 2022 | 48 | 1100 | 210 | 62.1 | 17.94 | 22.94 | 1 | 1 | Regular
OCFSU2991 | ARROYO SAN AGUSTIN A.A. DEL RIO SABINAL | FRONTERA SUR | CHIAPAS | TUXTLA GUTIÃƒÂ‰RREZ | TUXTLA GUTIÃƒÂ‰RREZ | ARROYO SAN AGUSTIN | LÃƒÂ“TICO | ARROYO | -93.1598 | 16.7576 | 2022 | 14 | 150 | 75 | 58.4 | 15.99 | 24.28 | 1 | 1 | Good
OCFSU2996 | RIO GRIJALVA AGUAS ABAJO CHIACOSEN | FRONTERA SUR | CHIAPAS | CHICOASÃƒÂ‰N | ALTO GRIJALVA | RIO GRIJALVA | LÃƒÂ“TICO | RÃƒÂO | -93.1153 | 16.9643 | 2022 | 56 | 2400 | 2400 | 62.3 | 15.69 | 22.37 | 1 | 1 | Regular
OCFSU2998 | RIO GRIJALVA 9 | FRONTERA SUR | CHIAPAS | TECPATÃƒÂN | PRESA NEZAHUALCÃƒÂ“YOTL | RIO GRIJALVA | LÃƒÂ“TICO (HUMEDAL) | RÃƒÂO | -93.3963 | 17.0391 | 2022 | 24 | 43 | 23 | 112.4 | 26.76 | 34.46 | 1 | 1 | Good
OCFSU2999 | RIO GRIJALVA 8 | FRONTERA SUR | CHIAPAS | CHICOASÃƒÂ‰N | ALTO GRIJALVA | RIO GRIJALVA | LÃƒÂ“TICO | RÃƒÂO | -93.1635 | 16.9855 | 2022 | 32 | 2400 | 2400 | 66.1 | 15.3 | 20.94 | 1 | 1 | Regular
OCFSU3000 | RIO GRIJALVA 7 | FRONTERA SUR | CHIAPAS | TECPATÃƒÂN | PRESA NEZAHUALCÃƒÂ“YOTL | RIO GRIJALVA | LÃƒÂ“TICO (HUMEDAL) | RÃƒÂO | -93.3941 | 17.0198 | 2022 | 20 | 210 | 120 | 81.3 | 20.88 | 27.38 | 1 | 1 | Good
OCFSU3006 | PUENTE RAUDALE DE MALPASO (65) | FRONTERA SUR | CHIAPAS | TECPATÃƒÂN | PRESA NEZAHUALCÃƒÂ“YOTL | RIO GRIJALVA | LÃƒÂ“TICO | RÃƒÂO | -93.5961 | 17.1893 | 2022 | 10 | 15 | 9 | 65.6 | 15.78 | 26.9 | 1 | 1 | Good
OCFSU3050 | R. SANTO DOMINGO (HERMENEGILDO GALEANA) | FRONTERA SUR | CHIAPAS | VILLAFLORES | SANTO DOMINGO | RIO SANTO DOMINGO | LÃƒÂ“TICO | RÃƒÂO | -93.2036 | 16.2774 | 2022 | 216 | 2400 | 1100 | 63.8 | 28.5 | 32.37 | 1 | 1 | Regular
OCFSU3066 | ROMULO CALZADA | FRONTERA SUR | CHIAPAS | TECPATÃƒÂN | PRESA PEÃƒÂ‘ITAS | RIO GRIJALVA | LÃƒÂ“TICO (HUMEDAL) | RÃƒÂO | -93.5526 | 17.3483 | 2022 | 26 | 2400 | 2400 | 84.6 | 28.2 | 32.57 | 1 | 1 | Regular
OCFSU3073 | RIO USUMACINTA 9 | FRONTERA SUR | CHIAPAS | BENEMÃƒÂ‰RITO DE LAS AMÃƒÂ‰RICAS | CHIXOY | RIO USUMACINTA | LÃƒÂ“TICO (HUMEDAL) | RÃƒÂO | -90.6471 | 16.5186 | 2022 | 190 | 2400 | 2400 | 68.9 | 15.42 | 23.23 | 1 | 1 | Regular
OCFSU3074 | RIO GRIJALVA 1 | FRONTERA SUR | CHIAPAS | AMATENANGO DE LA FRONTERA | SAN MIGUEL | RIO GRIJALVA | LÃƒÂ“TICO | RÃƒÂO | -92.1125 | 15.4352 | 2022 | 904 | 2400 | 150 | 84.3 | 15 | 29.77 | 1 | 1 | Regular
OCFSU3096 | RIO COATAN | FRONTERA SUR | CHIAPAS | MAZATÃƒÂN | COATÃƒÂN | RIO COATAN | LÃƒÂ“TICO | RÃƒÂO | -92.4238 | 14.8659 | 2022 | 236 | 28 | 28 | 87.6 | 30.36 | 51.73 | 1 | 1 | Poor
OCFSU3098 | RIO COATAN 7 | FRONTERA SUR | CHIAPAS | TAPACHULA | COATÃƒÂN | RIO COATAN | LÃƒÂ“TICO | RÃƒÂO | -92.3867 | 14.9087 | 2022 | 32 | 1100 | 240 | 79 | 40.32 | 52.7 | 1 | 1 | Poor
OCFSU3099 | RIO COATAN 2 | FRONTERA SUR | CHIAPAS | TAPACHULA | COATÃƒÂN | RIO COATAN | LÃƒÂ“TICO | RÃƒÂO | -92.3235 | 14.8962 | 2022 | 194 | 1100 | 460 | 86.2 | 29.58 | 44.41 | 1 | 1 | Poor
OCFSU3102 | RIO COATAN 3 | FRONTERA SUR | CHIAPAS | TAPACHULA | COATÃƒÂN | RIO COATAN | LÃƒÂ“TICO | RÃƒÂO | -92.2417 | 14.9924 | 2022 | 10 | 93 | 23 | 85.2 | 15.99 | 31.72 | 1 | 1 | Good
OCFSU3108 | RIO SUCHIATE 2 | FRONTERA SUR | CHIAPAS | FRONTERA HIDALGO | SUCHIATE | RIO SUCHIATE | LÃƒÂ“TICO | RÃƒÂO | -92.1689 | 14.743 | 2022 | 22 | 43 | 43 | 75.2 | 24.66 | 32.7 | 1 | 1 | Good
OCFSU3110 | RIO SUCHIATE 1 | FRONTERA SUR | CHIAPAS | SUCHIATE | SUCHIATE | RIO SUCHIATE | LÃƒÂ“TICO | RÃƒÂO | -92.1477 | 14.699 | 2022 | 690 | 1100 | 1100 | 76.8 | 29.1 | 37.09 | 1 | 1 | Regular
OCFSU3111 | RIO SUCHIATE 4 | FRONTERA SUR | CHIAPAS | SUCHIATE | SUCHIATE | RIO SUCHIATE | LÃƒÂ“TICO | RÃƒÂO | -92.1806 | 14.6134 | 2022 | 494 | 460 | 150 | 74.3 | 31.32 | 49.29 | 1 | 1 | Poor
OCFSU3113 | RIO SUCHIATE | FRONTERA SUR | CHIAPAS | SUCHIATE | SUCHIATE | RIO SUCHIATE | LÃƒÂ“TICO | RÃƒÂO | -92.217 | 14.5545 | 2022 | 118 | 2400 | 460 | 87.2 | 29.76 | 46.36 | 1 | 1 | Poor
OCFSU3129 | RIO SUCHIATE 3 | FRONTERA SUR | CHIAPAS | TUXTLA CHICO | SUCHIATE | RIO SUCHIATE | LÃƒÂ“TICO | RÃƒÂO | -92.1471 | 14.9643 | 2022 | 10 | 460 | 240 | 87.8 | 32.04 | 45.87 | 1 | 1 | Poor
OCFSU3141 | RIO GRIJALVA 10 | FRONTERA SUR | CHIAPAS | OSTUACÃƒÂN | MEZCALAPA | RIO GRIJALVA | LÃƒÂ“TICO (HUMEDAL) | RÃƒÂO | -93.4804 | 17.4705 | 2022 | 14 | 2400 | 460 | 78.3 | 18.06 | 21.6 | 1 | 1 | Regular
OCFSU3151 | HUMEDALES LA LIBERTAD 3 | FRONTERA SUR | CHIAPAS | LA LIBERTAD | USUMACINTA | CUERPO DE AGUA DEL HUMEDAL | LÃƒÂ“TICO (HUMEDAL) | RÃƒÂO | -91.7766 | 17.7084 | 2022 | 10 | 110 | 3 | 119.8 | 2 | 25.08 | 1 | 1 | Good
OCFSU3152 | HUMEDALES LA LIBERTAD 2 | FRONTERA SUR | CHIAPAS | LA LIBERTAD | CHACAMAX | CUERPO DE AGUA DEL HUMEDAL | LÃƒÂ“TICO (HUMEDAL) | RÃƒÂO | -91.6837 | 17.6634 | 2022 | 10 | 305 | 3 | 102 | 2 | 12.54 | 1 | 1 | Good
OCFSU3153 | HUMEDALES LA LIBERTAD 1 | FRONTERA SUR | CHIAPAS | LA LIBERTAD | CHACAMAX | CUERPO DE AGUA DEL HUMEDAL | LÃƒÂ“TICO (HUMEDAL) | RÃƒÂO | -91.677 | 17.6295 | 2022 | 10 | 613 | 85 | 50.8 | 2 | 10 | 1 | 1 | Good
OCFSU6484 | PUENTE MULUMÃƒÂ | FRONTERA SUR | CHIAPAS | SUCHIAPA | SUCHIAPA | RIO MULUMI | LÃƒÂ“TICO | RÃƒÂO | -93.1249 | 16.6329 | 2022 | 70 | 150 | 93 | 80.7 | 12.15 | 19.04 | 1 | 1 | Good
OCFSU6485 | ARROYO SABINAL | FRONTERA SUR | CHIAPAS | SUCHIAPA | SUCHIAPA | ARROYO SABINAL | LÃƒÂ“TICO | ARROYO | -93.1536 | 16.653 | 2022 | 34 | 23 | 3 | 90 | 48 | 61.4 | 1 | 1 | Poor
OCFSU6486 | PUENTE | FRONTERA SUR | CHIAPAS | SUCHIAPA | SUCHIAPA | RIO MULUMI | LÃƒÂ“TICO | RÃƒÂO | -93.1561 | 16.6512 | 2022 | 58 | 2400 | 1100 | 85.2 | 30.78 | 44.74 | 1 | 1 | Poor
OCFSU6488 | RÃƒÂO EL TABLÃƒÂ“N I | FRONTERA SUR | CHIAPAS | OCOZOCOAUTLA DE ESPINOSAÃ‚Â | SUCHIAPA | RIO EL TABLÃƒÂ“N | LÃƒÂ“TICO | RÃƒÂO | -93.3226 | 16.4839 | 2022 | 172 | 460 | 43 | 71.3 | 13.47 | 22.37 | 1 | 1 | Regular
OCFSU6489 | RÃƒÂO EL TABLÃƒÂ“N II | FRONTERA SUR | CHIAPAS | VILLAFLORES | SUCHIAPA | RIO EL TABLÃƒÂ“N | LÃƒÂ“TICO | RÃƒÂO | -93.4198 | 16.4219 | 2022 | 328 | 2400 | 2400 | 86.1 | 30.24 | 40.94 | 1 | 1 | Poor
OCGCE3157 | RIO COATZACOALCOS (SUCHILAPAN) | GOLFO CENTRO | VERACRUZ DE IGNACIO DE LA LLAVE | JESÃƒÂšS CARRANZA | ALTO RÃƒÂO COATZACOALCOS | RIO COATZACOALCOS | LÃƒÂ“TICO A - TIPO 7 (HUMEDAL) | RÃƒÂO | -94.9505 | 17.3785 | 2022 | 32 | 24196 | 1112 | 94.4 | 2 | 10 | 1 | 1 | Regular
OCGCE3158 | RIO COATZACOALCOS (REF CHIQUITO) | GOLFO CENTRO | VERACRUZ DE IGNACIO DE LA LLAVE | HIDALGOTITLÃƒÂN | BAJO RÃƒÂO COATZACOALCOS | RIO COATZACOALCOS | LÃƒÂ“TICO A - TIPO 7 | RÃƒÂO | -94.7026 | 17.6983 | 2022 | 50.7 | 6867 | 298 | 81.6 | 5.2 | 10 | 1 | 1 | Regular
OCGCE3159 | ARROYO GOPALAPA | GOLFO CENTRO | VERACRUZ DE IGNACIO DE LA LLAVE | COATZACOALCOS | RÃƒÂO HUAZUNTLÃƒÂN | ARROYO GOPALAPA | LÃƒÂ“TICO A - TIPO 7 | RÃƒÂO | -94.3971 | 18.09 | 2022 | 12.8 | 12033 | 2282 | 10.2 | 4.58 | 26.75 | 1 | 1 | Regular
OCGCE3160 | ARROYO TEAPA (REFERENCIA) | GOLFO CENTRO | VERACRUZ DE IGNACIO DE LA LLAVE | COATZACOALCOS | RÃƒÂO HUAZUNTLÃƒÂN | ARROYO TEAPA AFLUENTE AL RIO COATZACOALCOS | LÃƒÂ“TICO A - TIPO 7 | RÃƒÂO | -94.332 | 18.111 | 2022 | 10 | 2046 | 480 | 55.6 | 6.36 | 10 | 1 | 1 | Regular
OCGCE3161 | RIO COATZACOALCOS (NANCHITAL) | GOLFO CENTRO | VERACRUZ DE IGNACIO DE LA LLAVE | NANCHITAL DE LÃƒÂZARO CÃƒÂRDENAS DEL RÃƒÂO | RÃƒÂO HUAZUNTLÃƒÂN | RIO COATZACOALCOS | LÃƒÂ“TICO A - TIPO 7 (HUMEDAL) | RÃƒÂO | -94.4149 | 18.0755 | 2022 | 10 | 256 | 75 | 66.3 | 2 | 17.47 | 1 | 1 | Good
OCGCE3162 | SAN ANTONIO II | GOLFO CENTRO | VERACRUZ DE IGNACIO DE LA LLAVE | RAFAEL DELGADO | RÃƒÂO BLANCO | RÃƒÂO SAN ANTONIO | LÃƒÂ“TICO A - TIPO 5 | RÃƒÂO | -97.0908 | 18.8331 | 2022 | 13 | 24000 | 24000 | 81.1 | 2.71 | 38.71 | 1 | 1 | Regular
OCGCE3165 | CAPILLA CARLOTA | GOLFO CENTRO | VERACRUZ DE IGNACIO DE LA LLAVE | ORIZABA | RÃƒÂO BLANCO | RÃƒÂO ORIZABA | LÃƒÂ“TICO A - TIPO 5 | RÃƒÂO | -97.0917 | 18.835 | 2022 | 102 | 24000 | 24000 | 95.2 | 2.57 | 40.79 | 1 | 1 | Poor
OCGCE3166 | CD. MENDOZA | GOLFO CENTRO | VERACRUZ DE IGNACIO DE LA LLAVE | NOGALES | RÃƒÂO BLANCO | RIO BLANCO | LÃƒÂ“TICO A - TIPO 5 | RÃƒÂO | -97.1972 | 18.789 | 2022 | 13 | 1500 | 280 | 93 | 2 | 26.21 | 1 | 1 | Regular
OCGCE3167 | CAMPO CHICO | GOLFO CENTRO | VERACRUZ DE IGNACIO DE LA LLAVE | IXTACZOQUITLÃƒÂN | RÃƒÂO BLANCO | RIO BLANCO | LÃƒÂ“TICO A - TIPO 5 | RÃƒÂO | -97.024 | 18.8336 | 2022 | 54 | 24000 | 24000 | 56.1 | 18 | 75.79 | 1 | 1 | Poor
OCGCE3169 | CUICHAPA AGUAS ARRIBA | GOLFO CENTRO | VERACRUZ DE IGNACIO DE LA LLAVE | OMEALCA | RÃƒÂO BLANCO | RIO BLANCO | LÃƒÂ“TICO A - TIPO 5 | RÃƒÂO | -96.8911 | 18.78 | 2022 | 26 | 430 | 230 | 40.6 | 3.33 | 84.13 | 1 | 1 | Poor
OCGCE3170 | PUENTE CUAUHTEMOC-HUILOAPAN B | GOLFO CENTRO | VERACRUZ DE IGNACIO DE LA LLAVE | HUILOAPAN DE CUAUHTÃƒÂ‰MOC | RÃƒÂO BLANCO | RIO BLANCO | LÃƒÂ“TICO A - TIPO 5 | RÃƒÂO | -97.1611 | 18.8153 | 2022 | 10 | 24000 | 24000 | 94.5 | 2 | 34.13 | 1 | 1 | Regular
OCGCE3171 | OMEALCA (PASO DE ROSARIO) | GOLFO CENTRO | VERACRUZ DE IGNACIO DE LA LLAVE | CUICHAPA | RÃƒÂO BLANCO | RIO BLANCO | LÃƒÂ“TICO A - TIPO 5 | RÃƒÂO | -96.7271 | 18.7446 | 2022 | 121 | 1500 | 930 | 36.2 | 7.6 | 63.71 | 1 | 1 | Poor
OCGCE3173 | LA TINAJA (PUENTE) | GOLFO CENTRO | VERACRUZ DE IGNACIO DE LA LLAVE | TIERRA BLANCA | RÃƒÂO BLANCO | RIO BLANCO | LÃƒÂ“TICO A - TIPO 5 | RÃƒÂO | -96.456 | 18.7416 | 2022 | 154 | 70 | 30 | 29.9 | 14.33 | 65.38 | 1 | 1 | Poor
OCGCE3174M1 | RIO MEDIO | GOLFO CENTRO | VERACRUZ DE IGNACIO DE LA LLAVE | VERACRUZ | RÃƒÂO LA ANTIGUA | RIO MEDIO | LÃƒÂ“TICO | RÃƒÂO | -96.2036 | 19.228 | 2022 | 13 | 24000 | 24000 | 30 | 13 | 79.54 | 1 | 1 | Poor
OCGCE3178 | SANTA URSULA (REF FAPATUX) | GOLFO CENTRO | OAXACA | SAN JUAN BAUTISTA TUXTEPEC | RÃƒÂO PAPALOAPAN | RIO PAPALOAPAN | LÃƒÂ“TICO (HUMEDAL) | RÃƒÂO | -96.1835 | 18.0318 | 2022 | 31.9 | 19863 | 4884 | 96.3 | 10.3 | 13.38 | 1 | 1 | Regular
OCGCE3179 | CHACALTIAGUIS | GOLFO CENTRO | VERACRUZ DE IGNACIO DE LA LLAVE | CHACALTIANGUIS | RÃƒÂO PAPALOAPAN | RIO PAPALOAPAN | LÃƒÂ“TICO (HUMEDAL) | RÃƒÂO | -95.8443 | 18.299 | 2022 | 81 | 4600 | 930 | 63.7 | 2 | 15.38 | 1 | 1 | Regular
OCGCE3180 | TUXTEPEC (FAPATUX) | GOLFO CENTRO | OAXACA | SAN JUAN BAUTISTA TUXTEPEC | RÃƒÂO PAPALOAPAN | RIO PAPALOAPAN | LÃƒÂ“TICO (HUMEDAL) | RÃƒÂO | -96.1733 | 18.035 | 2022 | 100.2 | 24196 | 17329 | 88.9 | 12.9 | 25.08 | 1 | 1 | Regular
OCGCE3181 | CARLOS A. CARRILLO | GOLFO CENTRO | VERACRUZ DE IGNACIO DE LA LLAVE | CARLOS A. CARRILLO | RÃƒÂO PAPALOAPAN | RIO PAPALOAPAN | LÃƒÂ“TICO (HUMEDAL) | RÃƒÂO | -95.7318 | 18.3638 | 2022 | 58 | 4600 | 2400 | 60.2 | 2 | 14.13 | 1 | 1 | Regular
OCGCE3183 | VILLA AZUETA | GOLFO CENTRO | VERACRUZ DE IGNACIO DE LA LLAVE | JOSÃƒÂ‰ AZUETA | RÃƒÂO PLAYA VICENTE | RIO TESECHOACAN | LÃƒÂ“TICO (HUMEDAL) | RÃƒÂO | -95.701 | 18.0737 | 2022 | 128.1 | 8664 | 933 | 92.8 | 2 | 10 | 1 | 1 | Regular
OCGCE3184 | LOMA BONITA | GOLFO CENTRO | OAXACA | LOMA BONITA | RÃƒÂO PAPALOAPAN | RIO OBISPO | LÃƒÂ“TICO (HUMEDAL) | RÃƒÂO | -95.9235 | 18.0879 | 2022 | 10 | 2359 | 63 | 46.2 | 2 | 10 | 1 | 1 | Regular
OCGCE3185 | TLACOJALPAN | GOLFO CENTRO | VERACRUZ DE IGNACIO DE LA LLAVE | COSAMALOAPAN DE CARPIO | RÃƒÂO PAPALOAPAN | RIO PAPALOAPAN | LÃƒÂ“TICO | RÃƒÂO | -95.9545 | 18.2312 | 2022 | 26 | 24000 | 24000 | 68.9 | 2 | 43.71 | 1 | 1 | Poor
OCGCE3186 | PALOMARES | GOLFO CENTRO | OAXACA | SAN JUAN BAUTISTA TUXTEPEC | RÃƒÂO PAPALOAPAN | RIO OBISPO | LÃƒÂ“TICO | RÃƒÂO | -96.0964 | 17.9665 | 2022 | 13.6 | 19863 | 591 | 90.7 | 2 | 10 | 1 | 1 | Regular
OCGCE3187 | TUXTEPEC (CERVECERA) | GOLFO CENTRO | OAXACA | SAN JUAN BAUTISTA TUXTEPEC | RÃƒÂO PAPALOAPAN | RIO PAPALOAPAN | LÃƒÂ“TICO (HUMEDAL) | RÃƒÂO | -96.1376 | 18.0797 | 2022 | 66.3 | 24196 | 7701 | 96.5 | 12.1 | 15.05 | 1 | 1 | Regular
OCGCE3191 | COMPAÃƒÂ‘IA INDUSTRIAL AZUCARERA, S.A DE C.V. (AGUAS ARRIBA) | GOLFO CENTRO | VERACRUZ DE IGNACIO DE LA LLAVE | HUEYAPAN DE OCAMPO | RÃƒÂO SAN JUAN | ARROYO HUEYAPAN(AGUA ARRIBA DE LA DESCARGA) | LÃƒÂ“TICO | DESCARGA | -95.1837 | 18.1606 | 2022 | 98 | 48840 | 12910 | 93 | 8.1 | 11.7 | 1 | 1 | Regular
OCGCE3198 | LERDO DE TEJADA | GOLFO CENTRO | VERACRUZ DE IGNACIO DE LA LLAVE | ALVARADO | LLANURAS DE PAPALOAPAN | RIO SAN AGUSTIN | LÃƒÂ“TICO (HUMEDAL) | RÃƒÂO | -95.5525 | 18.6556 | 2022 | 12 | 24000 | 11000 | 51 | 2 | 61.21 | 1 | 1 | Poor
OCGCE3203 | TLACOTALPAN I | GOLFO CENTRO | VERACRUZ DE IGNACIO DE LA LLAVE | TLACOTALPAN | LLANURAS DE PAPALOAPAN | RIO PAPALOAPAN | LÃƒÂ“TICO (HUMEDAL) | RÃƒÂO | -95.6723 | 18.6137 | 2022 | 18 | 24000 | 24000 | 70 | 2 | 60.38 | 1 | 1 | Poor
OCGCE3204 | PUENTE TLACOTALPAN | GOLFO CENTRO | VERACRUZ DE IGNACIO DE LA LLAVE | ALVARADO | LLANURAS DE PAPALOAPAN | RIO PAPALOAPAN | LÃƒÂ“TICO (HUMEDAL) | RÃƒÂO | -95.6392 | 18.7125 | 2022 | 44 | 24000 | 4600 | 70 | 2 | 64.96 | 1 | 1 | Poor
OCGCE3210 | RIO COATZACOALCOS (EL TRIUNFO) | GOLFO CENTRO | VERACRUZ DE IGNACIO DE LA LLAVE | JESÃƒÂšS CARRANZA | ALTO RÃƒÂO COATZACOALCOS | RIO COATZACOALCOS | LÃƒÂ“TICO (HUMEDAL) | RÃƒÂO | -94.9671 | 17.4246 | 2022 | 29.4 | 9208 | 94 | 90.8 | 2 | 10 | 1 | 1 | Regular
OCGCE3212 | PROGRESO DE ZARAGOZA | GOLFO CENTRO | VERACRUZ DE IGNACIO DE LA LLAVE | COAHUITLÃƒÂN | RÃƒÂO TECOLUTLA | RIO NECAXA | LÃƒÂ“TICO | RÃƒÂO | -97.7047 | 20.2727 | 2022 | 24 | 11000 | 4600 | 68.5 | 2.57 | 34.54 | 1 | 1 | Regular
OCGCE3213 | TUXTEPEC (COL. V.B.A.) | GOLFO CENTRO | OAXACA | SAN JUAN BAUTISTA TUXTEPEC | RÃƒÂO PAPALOAPAN | RIO PAPALOAPAN | LÃƒÂ“TICO (HUMEDAL) | RÃƒÂO | -96.1313 | 18.1018 | 2022 | 84 | 24196 | 24196 | 87.7 | 13 | 62.1 | 1 | 1 | Poor
OCGCE3214 | PUENTE ENTABLADERO (ESPINAL) | GOLFO CENTRO | VERACRUZ DE IGNACIO DE LA LLAVE | ESPINAL | RÃƒÂO TECOLUTLA | RIO NECAXA | LÃƒÂ“TICO | RÃƒÂO | -97.5588 | 20.2673 | 2022 | 31 | 24000 | 11000 | 69.3 | 2.43 | 31.21 | 1 | 1 | Regular
OCGCE3216 | PUENTE ESPINAL | GOLFO CENTRO | VERACRUZ DE IGNACIO DE LA LLAVE | ESPINAL | RÃƒÂO TECOLUTLA | RIO TECOLUTLA | LÃƒÂ“TICO (HUMEDAL) | RÃƒÂO | -97.3975 | 20.2413 | 2022 | 22 | 2400 | 930 | 92.4 | 2 | 27.88 | 1 | 1 | Regular
OCGCE3217 | PASO VALENCIA | GOLFO CENTRO | VERACRUZ DE IGNACIO DE LA LLAVE | PAPANTLA | RÃƒÂO TECOLUTLA | RIO TECOLUTLA | LÃƒÂ“TICO | RÃƒÂO | -97.3186 | 20.2731 | 2022 | 24 | 930 | 750 | 90.9 | 2 | 13.71 | 1 | 1 | Good
OCGCE3218 | PUENTE REMOLINO | GOLFO CENTRO | VERACRUZ DE IGNACIO DE LA LLAVE | PAPANTLA | RÃƒÂO TECOLUTLA | RIO TECOLUTLA | LÃƒÂ“TICO (HUMEDAL) | RÃƒÂO | -97.2389 | 20.3977 | 2022 | 23 | 24000 | 24000 | 87.1 | 2 | 30.38 | 1 | 1 | Regular
OCGCE3219 | PUENTE TECOLUTLA | GOLFO CENTRO | VERACRUZ DE IGNACIO DE LA LLAVE | GUTIÃƒÂ‰RREZ ZAMORA | RÃƒÂO TECOLUTLA | RIO TECOLUTLA | LÃƒÂ“TICO (HUMEDAL) | RÃƒÂO | -97.0829 | 20.4368 | 2022 | 13 | 24000 | 11000 | 91.9 | 2 | 28.71 | 1 | 1 | Regular
OCGCE3225 | RIO CALZADAS I | GOLFO CENTRO | VERACRUZ DE IGNACIO DE LA LLAVE | COATZACOALCOS | RÃƒÂO HUAZUNTLÃƒÂN | RIO CALZADAS | LÃƒÂ“TICO A - TIPO 7 (HUMEDAL) | RÃƒÂO | -94.4867 | 18.1098 | 2022 | 28.3 | 1439 | 512 | 49.1 | 2 | 10 | 1 | 1 | Regular
OCGCE3234 | COATZACOALCOS (PUNTA LA PIEDRA) | GOLFO CENTRO | VERACRUZ DE IGNACIO DE LA LLAVE | COATZACOALCOS | RÃƒÂO HUAZUNTLÃƒÂN | RIO COATZACOALCOS | LÃƒÂ“TICO A - TIPO 7 (HUMEDAL) | RÃƒÂO | -94.4245 | 18.1069 | 2022 | 13.4 | 830 | 201 | 68.2 | 2 | 17.47 | 1 | 1 | Good
OCGCE3235 | PANGA JICALTEPEC | GOLFO CENTRO | VERACRUZ DE IGNACIO DE LA LLAVE | SAN RAFAEL | RÃƒÂO NAUTLA | RIO BOBOS | LÃƒÂ“TICO (HUMEDAL) | RÃƒÂO | -96.8509 | 20.1702 | 2022 | 87 | 930 | 430 | 89.7 | 2 | 45.38 | 1 | 1 | Poor
OCGCE3236 | EL PITAL | GOLFO CENTRO | VERACRUZ DE IGNACIO DE LA LLAVE | SAN RAFAEL | RÃƒÂO NAUTLA | RIO BOBOS | LÃƒÂ“TICO (HUMEDAL) | RÃƒÂO | -96.8975 | 20.1521 | 2022 | 11 | 430 | 70 | 92.7 | 2 | 47.46 | 1 | 1 | Poor
OCGCE3237 | PUNTILLA ALDAMA | GOLFO CENTRO | VERACRUZ DE IGNACIO DE LA LLAVE | SAN RAFAEL | RÃƒÂO NAUTLA | RÃƒÂO VEGA DE SAN MARCOS | LÃƒÂ“TICO | RÃƒÂO | -96.9134 | 20.1744 | 2022 | 274.6 | 2400 | 430 | 46.4 | 5 | 58.29 | 1 | 1 | Poor
OCGCE3239 | FELIPE CARRILLO PUERTO | GOLFO CENTRO | VERACRUZ DE IGNACIO DE LA LLAVE | MARTÃƒÂNEZ DE LA TORRE | RÃƒÂO NAUTLA | RIO BOBOS | LÃƒÂ“TICO (HUMEDAL) | RÃƒÂO | -96.9547 | 20.1324 | 2022 | 18 | 390 | 230 | 86.6 | 2 | 37.88 | 1 | 1 | Good
OCGCE3240 | MARTINEZ DE LA TORRE (CITROFRUT) | GOLFO CENTRO | VERACRUZ DE IGNACIO DE LA LLAVE | SAN RAFAEL | RÃƒÂO NAUTLA | ARROYO LA BASINICA AFLUENTE AL RIO BOBOS | LÃƒÂ“TICO | ARROYO | -96.9304 | 20.1439 | 2022 | 18 | 11000 | 2400 | 16.3 | 4.33 | 52.88 | 1 | 1 | Poor
OCGCE3241 | MARTINEZ DE LA TORRE (INGENIO) | GOLFO CENTRO | VERACRUZ DE IGNACIO DE LA LLAVE | MARTÃƒÂNEZ DE LA TORRE | RÃƒÂO NAUTLA | RIO BOBOS | LÃƒÂ“TICO | RÃƒÂO | -97.0407 | 20.0619 | 2022 | 10 | 24000 | 24000 | 99.1 | 2 | 35.79 | 1 | 1 | Regular
OCGCE3243 | MARTINEZ DE LA TORRE (CITROSOL) | GOLFO CENTRO | VERACRUZ DE IGNACIO DE LA LLAVE | MARTÃƒÂNEZ DE LA TORRE | RÃƒÂO NAUTLA | ARROYO EL DIAMANTE | LÃƒÂ“TICO | RÃƒÂO | -97.0635 | 20.0784 | 2022 | 65.7 | 11000 | 2100 | 10 | 780 | 1581.6 | 1.4 | 13.51 | Poor
OCGCE3244 | MARTINEZ DE LA TORRE | GOLFO CENTRO | VERACRUZ DE IGNACIO DE LA LLAVE | TLAPACOYAN | RÃƒÂO NAUTLA | RIO BOBOS | LÃƒÂ“TICO | RÃƒÂO | -97.0937 | 20.0444 | 2022 | 12 | 4600 | 2400 | 98.3 | 2 | 27.46 | 1 | 1 | Regular
OCGCE3245 | RIO BOBOS (EL FILO) | GOLFO CENTRO | VERACRUZ DE IGNACIO DE LA LLAVE | ATZALAN | RÃƒÂO NAUTLA | RIO BOBOS | LÃƒÂ“TICO | RÃƒÂO | -97.1641 | 19.9277 | 2022 | 10 | 2100 | 930 | 92.2 | 2 | 26.63 | 1 | 1 | Regular
OCGCE3247 | LAS MARGARITAS | GOLFO CENTRO | OAXACA | SAN JUAN BAUTISTA TUXTEPEC | RÃƒÂO TONTO | RIO TONTO | LÃƒÂ“TICO (HUMEDAL) | RÃƒÂO | -96.2873 | 18.2575 | 2022 | 11 | 4600 | 750 | 66 | 2 | 18.29 | 1 | 1 | Regular
OCGCE3251 | PUENTE CAZONES | GOLFO CENTRO | VERACRUZ DE IGNACIO DE LA LLAVE | TIHUATLÃƒÂN | RÃƒÂO CAZONES | RIO CAZONES | LÃƒÂ“TICO | RÃƒÂO | -97.4752 | 20.5435 | 2022 | 10 | 11000 | 4600 | 77.4 | 2 | 48.71 | 1 | 1 | Poor
OCGCE3254 | RIO CAZONES (INF. LAS GAVIOTAS) | GOLFO CENTRO | VERACRUZ DE IGNACIO DE LA LLAVE | POZA RICA DE HIDALGO | RÃƒÂO CAZONES | RIO CAZONES | LÃƒÂ“TICO | RÃƒÂO | -97.4478 | 20.5609 | 2022 | 10 | 24000 | 24000 | 66.5 | 2 | 32.04 | 1 | 1 | Regular
OCGCE3262 | RIO PIXQUIAC (RANCHO VIEJO) | GOLFO CENTRO | VERACRUZ DE IGNACIO DE LA LLAVE | TLALNELHUAYOCAN | RÃƒÂO LA ANTIGUA | RIO PIXQUIAC | LÃƒÂ“TICO | RÃƒÂO | -96.9783 | 19.5201 | 2022 | 10 | 430 | 230 | 72 | 2 | 37.04 | 1 | 1 | Good
OCGCE3266 | SEDEÃƒÂ‘O (PUENTE CARRETERA XALAPA-BANDERILLA) | GOLFO CENTRO | VERACRUZ DE IGNACIO DE LA LLAVE | BANDERILLA | RÃƒÂO ACTOPAN | RIO SEDEÃƒÂ‘O | LÃƒÂ“TICO | RÃƒÂO | -96.9316 | 19.578 | 2022 | 12 | 24000 | 24000 | 64 | 2 | 28.71 | 1 | 1 | Regular
OCGCE3268 | XALAPA-CASTILLO (PUENTE EL TRONCONAL) | GOLFO CENTRO | VERACRUZ DE IGNACIO DE LA LLAVE | XALAPA | RÃƒÂO ACTOPAN | RIO SEDEÃƒÂ‘O | LÃƒÂ“TICO | RÃƒÂO | -96.8909 | 19.5712 | 2022 | 50 | 24000 | 2100 | 26.4 | 6 | 54.54 | 1 | 1 | Poor
OCGCE3271 | ARROYO LIMPIO I | GOLFO CENTRO | VERACRUZ DE IGNACIO DE LA LLAVE | XALAPA | RÃƒÂO ACTOPAN | ARROYO LIMPIO | LÃƒÂ“TICO | ARROYO | -96.8393 | 19.5161 | 2022 | 88.9 | 24000 | 24000 | 34 | 36 | 83.29 | 1 | 1 | Poor
OCGCE3272 | ARROYO LIMPIO II | GOLFO CENTRO | VERACRUZ DE IGNACIO DE LA LLAVE | XALAPA | RÃƒÂO ACTOPAN | ARROYO LIMPIO | LÃƒÂ“TICO | ARROYO | -96.8375 | 19.5156 | 2022 | 30 | 24000 | 24000 | 41 | 20 | 38.71 | 1 | 1 | Regular
OCGCE3281M1 | PLAN DE SEDEÃƒÂ‘O | GOLFO CENTRO | VERACRUZ DE IGNACIO DE LA LLAVE | ACAJETE | RÃƒÂO ACTOPAN | ARROYO EL CABLE | LÃƒÂ“TICO | RÃƒÂO | -97.0048 | 19.5697 | 2022 | 33 | 930 | 230 | 37.5 | 2 | 32.04 | 1 | 1 | Good
OCGCE3282 | LA ORDUÃƒÂ‘A III (PUENTE) | GOLFO CENTRO | VERACRUZ DE IGNACIO DE LA LLAVE | COATEPEC | RÃƒÂO LA ANTIGUA | RIO PIXQUIAC | LÃƒÂ“TICO | RÃƒÂO | -96.9383 | 19.4499 | 2022 | 12 | 4600 | 2400 | 54.3 | 2 | 30.38 | 1 | 1 | Regular
OCGCE3284 | RIO COATZACOALCOS (API) | GOLFO CENTRO | VERACRUZ DE IGNACIO DE LA LLAVE | COATZACOALCOS | LLANURAS DE COATZACOALCOS | RIO COATZACOALCOS | LÃƒÂ“TICO A - TIPO 7 (HUMEDAL) | RÃƒÂO | -94.4132 | 18.1335 | 2022 | 12 | 1539 | 327 | 62.4 | 4.64 | 10 | 1 | 1 | Regular
OCGCE3285 | CASCADA TEXOLO | GOLFO CENTRO | VERACRUZ DE IGNACIO DE LA LLAVE | XICO | RÃƒÂO LA ANTIGUA | CASCADAS DE TEXOLO Y SU ENTORNO | LÃƒÂ“TICO (HUMEDAL) | RÃƒÂO | -96.9924 | 19.4021 | 2022 | 10 | 24000 | 40 | 62 | 2 | 26.21 | 1 | 1 | Regular
OCGCE3293M1 | COETZALA | GOLFO CENTRO | VERACRUZ DE IGNACIO DE LA LLAVE | COETZALA | RÃƒÂO LA ANTIGUA | RIO LOS PESCADOS | LÃƒÂ“TICO | RÃƒÂO | -96.7014 | 19.3136 | 2022 | 92 | 2100 | 1500 | 63 | 2.25 | 45.38 | 1 | 1 | Poor
OCGCE3295 | PUENTE NACIONAL | GOLFO CENTRO | VERACRUZ DE IGNACIO DE LA LLAVE | PUENTE NACIONAL | RÃƒÂO LA ANTIGUA | RIO LA ANTIGUA | LÃƒÂ“TICO | RÃƒÂO | -96.4822 | 19.3241 | 2022 | 20 | 11000 | 4600 | 62 | 2 | 37.04 | 1 | 1 | Regular
OCGCE3296 | GUAYABAL | GOLFO CENTRO | VERACRUZ DE IGNACIO DE LA LLAVE | PUENTE NACIONAL | RÃƒÂO LA ANTIGUA | RIO LA ANTIGUA | LÃƒÂ“TICO | RÃƒÂO | -96.4232 | 19.3419 | 2022 | 58 | 11000 | 2100 | 59 | 2 | 36.21 | 1 | 1 | Regular
OCGCE3297 | PUENTE PAPALOAPAN | GOLFO CENTRO | VERACRUZ DE IGNACIO DE LA LLAVE | COSAMALOAPAN DE CARPIO | RÃƒÂO PAPALOAPAN | RIO PAPALOAPAN | LÃƒÂ“TICO (HUMEDAL) | RÃƒÂO | -96.0976 | 18.1674 | 2022 | 26 | 2100 | 1200 | 90.8 | 2 | 23.29 | 1 | 1 | Regular
OCGCE3298 | PUENTE SALMORAL | GOLFO CENTRO | VERACRUZ DE IGNACIO DE LA LLAVE | LA ANTIGUA | RÃƒÂO LA ANTIGUA | RIO LA ANTIGUA | LÃƒÂ“TICO | RÃƒÂO | -96.3587 | 19.3479 | 2022 | 20 | 24000 | 24000 | 60 | 2 | 42.04 | 1 | 1 | Poor
OCGCE3305 | EL LIMONCITO | GOLFO CENTRO | VERACRUZ DE IGNACIO DE LA LLAVE | URSULO GALVÃƒÂN | RÃƒÂO ACTOPAN | RIO ACTOPAN | LÃƒÂ“TICO | RÃƒÂO | -96.3853 | 19.4222 | 2022 | 11 | 24000 | 24000 | 67 | 2 | 38.71 | 1 | 1 | Regular
OCGCE3310 | SALIDA LAGUNA PAJARITOS | GOLFO CENTRO | VERACRUZ DE IGNACIO DE LA LLAVE | COATZACOALCOS | LLANURAS DE COATZACOALCOS | LAGUNA PAJARITOS (SALIDA) | LÃƒÂ“TICO A - TIPO 7 (HUMEDAL) | LAGUNA | -94.4056 | 18.134 | 2022 | 10 | 990 | 148 | 67.1 | 2 | 10 | 1 | 1 | Good
OCGCE3311 | PUENTE MISANTLA | GOLFO CENTRO | VERACRUZ DE IGNACIO DE LA LLAVE | MISANTLA | RÃƒÂO MISANTLA | RIO MISANTLA | LÃƒÂ“TICO (HUMEDAL) | RÃƒÂO | -96.8466 | 19.9299 | 2022 | 10 | 2400 | 930 | 67.2 | 2 | 38.29 | 1 | 1 | Regular
OCGCE3315 | PUENTE LA ANTIGUA | GOLFO CENTRO | VERACRUZ DE IGNACIO DE LA LLAVE | LA ANTIGUA | RÃƒÂO LA ANTIGUA | RIO LA ANTIGUA | LÃƒÂ“TICO | RÃƒÂO | -96.3101 | 19.3146 | 2022 | 11 | 24000 | 24000 | 55 | 2 | 36.21 | 1 | 1 | Regular
OCGCE3318M1 | ARROYO EL CABLE AGUAS ARRIBA PTAR NORTE | GOLFO CENTRO | VERACRUZ DE IGNACIO DE LA LLAVE | VERACRUZ | RÃƒÂO LA ANTIGUA | ARROYO EL CABLE | LÃƒÂ“TICO | ARROYO | -96.1594 | 19.2112 | 2022 | 15 | 24000 | 24000 | 27 | 2 | 51.21 | 1 | 1 | Poor
OCGCE3331 | RIO CALZADAS II | GOLFO CENTRO | VERACRUZ DE IGNACIO DE LA LLAVE | COSOLEACAQUE | RÃƒÂO HUAZUNTLÃƒÂN | RIO CALZADAS | LÃƒÂ“TICO A - TIPO 7 (HUMEDAL) | RÃƒÂO | -94.4387 | 18.0976 | 2022 | 20.6 | 2481 | 2142 | 48.2 | 2 | 10 | 1 | 1 | Regular
OCGCE3338 | EL TEJAR II | GOLFO CENTRO | VERACRUZ DE IGNACIO DE LA LLAVE | MEDELLÃƒÂN DE BRAVO | JAMAPA-COTAXTLA | RIO JAMAPA | LÃƒÂ“TICO | RÃƒÂO | -96.1591 | 19.0678 | 2022 | 48 | 11000 | 4600 | 60 | 2 | 43.71 | 1 | 1 | Poor
OCGCE3339 | PUENTE MEDELLIN- EL TEJAR | GOLFO CENTRO | VERACRUZ DE IGNACIO DE LA LLAVE | MEDELLÃƒÂN DE BRAVO | RÃƒÂO JAMAPA | RIO JAMAPA | LÃƒÂ“TICO | RÃƒÂO | -96.1704 | 19.0588 | 2022 | 19 | 24000 | 4600 | 51 | 2 | 47.04 | 1 | 1 | Poor
OCGCE3340 | PUENTE COTAXTLA-PASO DEL TORO | GOLFO CENTRO | VERACRUZ DE IGNACIO DE LA LLAVE | MEDELLÃƒÂN DE BRAVO | RÃƒÂO COTAXTLA | RIO COTAXTLA | LÃƒÂ“TICO | RÃƒÂO | -96.153 | 19.038 | 2022 | 55 | 24000 | 11000 | 61 | 2 | 38.29 | 1 | 1 | Regular
OCGCE3348 | RIO COATZACOALCOS (ALLENDE) | GOLFO CENTRO | VERACRUZ DE IGNACIO DE LA LLAVE | COATZACOALCOS | LLANURAS DE COATZACOALCOS | RIO COATZACOALCOS | LÃƒÂ“TICO A - TIPO 7 (HUMEDAL) | RÃƒÂO | -94.4091 | 18.1529 | 2022 | 15.8 | 19180 | 15760 | 49.3 | 4.22 | 12.54 | 1 | 1 | Regular
OCGCE3358 | JAMAPA | GOLFO CENTRO | VERACRUZ DE IGNACIO DE LA LLAVE | JAMAPA | RÃƒÂO JAMAPA | RIO JAMAPA | LÃƒÂ“TICO | RÃƒÂO | -96.2413 | 19.0437 | 2022 | 10 | 24000 | 24000 | 61 | 2 | 32.88 | 1 | 1 | Regular
OCGCE3362 | MATATENATITOS | GOLFO CENTRO | VERACRUZ DE IGNACIO DE LA LLAVE | OMEALCA | RÃƒÂO BLANCO | RIO BLANCO | LÃƒÂ“TICO A - TIPO 5 | RÃƒÂO | -96.6397 | 18.7451 | 2022 | 23 | 1200 | 390 | 29.9 | 2 | 52.88 | 1 | 1 | Poor
OCGCE3363 | CUAJILOTE | GOLFO CENTRO | VERACRUZ DE IGNACIO DE LA LLAVE | CUITLÃƒÂHUAC | RÃƒÂO BLANCO | RIO ZAPOTE | LÃƒÂ“TICO A - TIPO 5 | RÃƒÂO | -96.7235 | 18.7459 | 2022 | 15 | 230 | 90 | 55.1 | 2 | 45.79 | 1 | 1 | Poor
OCGCE3365 | ARROYO ZAPOTE (CUICHAPA) | GOLFO CENTRO | VERACRUZ DE IGNACIO DE LA LLAVE | CUICHAPA | RÃƒÂO BLANCO | ARROYO ZAPOTE | LÃƒÂ“TICO A - TIPO 5 | RÃƒÂO | -96.7729 | 18.7684 | 2022 | 24 | 930 | 230 | 48 | 2.57 | 72.04 | 1 | 1 | Poor
OCGCE3366 | XUCHILES | GOLFO CENTRO | VERACRUZ DE IGNACIO DE LA LLAVE | CUICHAPA | RÃƒÂO BLANCO | RIO BLANCO | LÃƒÂ“TICO A - TIPO 5 | RÃƒÂO | -96.8252 | 18.7634 | 2022 | 17 | 24000 | 24000 | 40.2 | 3.33 | 85.38 | 1 | 1 | Poor
OCGCE3368 | NARANJAL (AGUAS ABAJO DE LA CONFLUENCIA CON EL RÃƒÂO METLAC) | GOLFO CENTRO | VERACRUZ DE IGNACIO DE LA LLAVE | NARANJAL | RÃƒÂO BLANCO | RIO ESCAMELA | LÃƒÂ“TICO A - TIPO 5 | RÃƒÂO | -96.9617 | 18.814 | 2022 | 95 | 4600 | 930 | 55.5 | 7.67 | 69.54 | 1 | 1 | Poor
OCGCE3369 | RIO NEGRO | GOLFO CENTRO | VERACRUZ DE IGNACIO DE LA LLAVE | FORTÃƒÂN | RÃƒÂO BLANCO | RIO NEGRO | LÃƒÂ“TICO A - TIPO 5 | RÃƒÂO | -96.9602 | 18.8196 | 2022 | 392.5 | 24000 | 24000 | 29.3 | 26 | 98.71 | 1 | 1 | Poor
OCGCE3370 | ZAPOAPAN (ARRIBA CONFLUENCIA METLAC) | GOLFO CENTRO | VERACRUZ DE IGNACIO DE LA LLAVE | IXTACZOQUITLÃƒÂN | RÃƒÂO BLANCO | RIO BLANCO | LÃƒÂ“TICO A - TIPO 5 | RÃƒÂO | -96.9814 | 18.8314 | 2022 | 167 | 24000 | 24000 | 45.2 | 17 | 74.54 | 1 | 1 | Poor
OCGCE3371 | RIO METLAC | GOLFO CENTRO | VERACRUZ DE IGNACIO DE LA LLAVE | IXTACZOQUITLÃƒÂN | RÃƒÂO BLANCO | RIO METLAC | LÃƒÂ“TICO A - TIPO 5 | RÃƒÂO | -96.9833 | 18.8379 | 2022 | 43 | 2400 | 750 | 48 | 2.14 | 70.79 | 1 | 1 | Poor
OCGCE3379 | ARROYO TOTOLITOS | GOLFO CENTRO | VERACRUZ DE IGNACIO DE LA LLAVE | ORIZABA | RÃƒÂO BLANCO | ARROYO TOTOLITOS | LÃƒÂ“TICO A - TIPO 5 | ARROYO | -97.0764 | 18.8438 | 2022 | 17 | 24000 | 24000 | 29.5 | 22 | 80.38 | 1 | 1 | Poor
OCGCE3380 | ARROYO CALIENTE | GOLFO CENTRO | VERACRUZ DE IGNACIO DE LA LLAVE | IXTACZOQUITLÃƒÂN | RÃƒÂO BLANCO | ARROYO CALIENTE | LÃƒÂ“TICO A - TIPO 5 | ARROYO | -97.0783 | 18.8407 | 2022 | 10 | 24000 | 24000 | 63.7 | 26 | 84.13 | 1 | 1 | Poor
OCGCE3383 | PUENTE IXTAC VIEJO | GOLFO CENTRO | VERACRUZ DE IGNACIO DE LA LLAVE | IXTACZOQUITLÃƒÂN | RÃƒÂO BLANCO | RIO BLANCO | LÃƒÂ“TICO A - TIPO 5 | RÃƒÂO | -97.0603 | 18.8435 | 2022 | 15 | 24000 | 24000 | 67.1 | 2.57 | 49.13 | 1 | 1 | Poor
OCGCE3386 | RIO BLANCO (COMPUERTA ARROYO LA CARBONERA) | GOLFO CENTRO | VERACRUZ DE IGNACIO DE LA LLAVE | RÃƒÂO BLANCO | RÃƒÂO BLANCO | RIO BLANCO | LÃƒÂ“TICO A - TIPO 5 | RÃƒÂO | -97.1411 | 18.8342 | 2022 | 10 | 24000 | 24000 | 89.2 | 2 | 24.13 | 1 | 1 | Regular
OCGCE3387 | PUENTE MALINTZI EN SIVESA | GOLFO CENTRO | VERACRUZ DE IGNACIO DE LA LLAVE | NOGALES | RÃƒÂO BLANCO | RIO BLANCO | LÃƒÂ“TICO A - TIPO 5 | RÃƒÂO | -97.1574 | 18.8184 | 2022 | 12 | 24000 | 24000 | 94.9 | 2 | 36.63 | 1 | 1 | Regular
OCGCE3388 | ARROYO CHIQUITO (LAGUNA NOGALES) | GOLFO CENTRO | VERACRUZ DE IGNACIO DE LA LLAVE | NOGALES | RÃƒÂO BLANCO | RIO BLANCO | LÃƒÂ“TICO A - TIPO 5 | ARROYO | -97.1615 | 18.8204 | 2022 | 10 | 24000 | 24000 | 93.6 | 2 | 30.79 | 1 | 1 | Regular
OCGCE3390 | RIO MALTRATA | GOLFO CENTRO | VERACRUZ DE IGNACIO DE LA LLAVE | NOGALES | RÃƒÂO BLANCO | RIO MALTRATA | LÃƒÂ“TICO A - TIPO 5 | RÃƒÂO | -97.1753 | 18.8056 | 2022 | 21 | 24000 | 24000 | 26.3 | 38 | 89.13 | 1 | 1 | Poor
OCGCE3395 | LA TAZA | GOLFO CENTRO | VERACRUZ DE IGNACIO DE LA LLAVE | ACULTZINGO | RÃƒÂO BLANCO | RIO BLANCO | LÃƒÂ“TICO A - TIPO 5 | RÃƒÂO | -97.207 | 18.7809 | 2022 | 11 | 640 | 210 | 91.1 | 2 | 24.13 | 1 | 1 | Good
OCGCE3397 | AUTOPISTA CORDOBA | GOLFO CENTRO | VERACRUZ DE IGNACIO DE LA LLAVE | AMATLÃƒÂN DE LOS REYES | RÃƒÂO BLANCO | ARROYO TEPACHERO | LÃƒÂ“TICO A - TIPO 5 | ARROYO | -96.9142 | 18.8622 | 2022 | 10 | 3 | 3 | 29.9 | 12.67 | 56.21 | 1 | 1 | Poor
OCGCE3398 | ATOYAC (INGENIO) | GOLFO CENTRO | VERACRUZ DE IGNACIO DE LA LLAVE | ATOYAC | RÃƒÂO COTAXTLA | RIO ATOYAC | LÃƒÂ“TICO | RÃƒÂO | -96.7726 | 18.9159 | 2022 | 10 | 11000 | 2100 | 39.9 | 2 | 25.38 | 1 | 1 | Regular
OCGCE3399 | COSCOMATEPEC | GOLFO CENTRO | VERACRUZ DE IGNACIO DE LA LLAVE | COSCOMATEPEC | RÃƒÂO JAMAPA | RIO JAMAPA | LÃƒÂ“TICO | RÃƒÂO | -97.034 | 19.1001 | 2022 | 14 | 24000 | 24000 | 69.6 | 2.83 | 32.46 | 1 | 1 | Regular
OCGCE3407 | EL SUCHILT | GOLFO CENTRO | VERACRUZ DE IGNACIO DE LA LLAVE | ÃƒÂLAMO TEMAPACHE | RÃƒÂO TUXPAN | RIO TUXPAN | LÃƒÂ“TICO (HUMEDAL) | RÃƒÂO | -97.5658 | 20.9169 | 2022 | 10 | 150 | 90 | 96.9 | 2 | 32.46 | 1 | 1 | Good
OCGCE3408 | ALAMO (TEMAPACHE) | GOLFO CENTRO | VERACRUZ DE IGNACIO DE LA LLAVE | ÃƒÂLAMO TEMAPACHE | RÃƒÂO TUXPAN | RIO TUXPAN | LÃƒÂ“TICO (HUMEDAL) | RÃƒÂO | -97.6419 | 20.9193 | 2022 | 10 | 2400 | 150 | 96.7 | 2 | 30.79 | 1 | 1 | Regular
OCGCE3409 | PUENTE LOPEZ PORTILLO | GOLFO CENTRO | VERACRUZ DE IGNACIO DE LA LLAVE | ÃƒÂLAMO TEMAPACHE | RÃƒÂO TUXPAN | RIO TUXPAN | LÃƒÂ“TICO | RÃƒÂO | -97.6805 | 20.9282 | 2022 | 10 | 390 | 150 | 98 | 2 | 33.29 | 1 | 1 | Good
OCGCE3412 | PUENTE LAS FUENTES 5 POBLADOS | GOLFO CENTRO | VERACRUZ DE IGNACIO DE LA LLAVE | ÃƒÂLAMO TEMAPACHE | RÃƒÂO TUXPAN | RIO TUXPAN | LÃƒÂ“TICO | RÃƒÂO | -97.7173 | 20.9255 | 2022 | 10 | 230 | 90 | 97.1 | 2 | 35.38 | 1 | 1 | Good
OCGCE3414 | PUENTE LA UNION | GOLFO CENTRO | VERACRUZ DE IGNACIO DE LA LLAVE | CAZONES DE HERRERA | RÃƒÂO CAZONES | RIO CAZONES | LÃƒÂ“TICO (HUMEDAL) | ARROYO | -97.3405 | 20.6929 | 2022 | 10 | 390 | 90 | 96.4 | 2 | 35.38 | 1 | 1 | Good
OCGCE3415 | PANGA CAZONES (LA CONCEPCION) | GOLFO CENTRO | VERACRUZ DE IGNACIO DE LA LLAVE | TIHUATLÃƒÂN | RÃƒÂO CAZONES | RIO CAZONES | LÃƒÂ“TICO | RÃƒÂO | -97.4338 | 20.6026 | 2022 | 10 | 11000 | 2400 | 57.5 | 2 | 29.96 | 1 | 1 | Regular
OCGCE3420 | MEXPAPE (LA CORTINA) | GOLFO CENTRO | VERACRUZ DE IGNACIO DE LA LLAVE | COSAMALOAPAN DE CARPIO | RÃƒÂO TONTO | RIO TONTO | LÃƒÂ“TICO | RÃƒÂO | -96.169 | 18.1857 | 2022 | 10 | 240 | 93 | 56.2 | 2 | 13.24 | 1 | 1 | Good
OCGCE3428 | PUENTE TEAPA I (ZONA INDUSTRIAL) | GOLFO CENTRO | VERACRUZ DE IGNACIO DE LA LLAVE | COATZACOALCOS | RÃƒÂO HUAZUNTLÃƒÂN | ARROYO TEAPA AFLUENTE AL RIO COATZACOALCOS | LÃƒÂ“TICO A - TIPO 7 | RÃƒÂO | -94.3985 | 18.1059 | 2022 | 14.8 | 24196 | 3 | 81.3 | 4.38 | 58.69 | 2.09 | 1 | Poor
OCGCE3433 | AGUAS ABAJO DE LA CONFLUENCIA CON EL ARROYO CALIENTE | GOLFO CENTRO | VERACRUZ DE IGNACIO DE LA LLAVE | IXTACZOQUITLÃƒÂN | RÃƒÂO BLANCO | RIO BLANCO | LÃƒÂ“TICO A - TIPO 5 | RÃƒÂO | -97.072 | 18.8424 | 2022 | 67 | 24000 | 24000 | 68.2 | 4.67 | 48.29 | 1 | 1 | Poor
OCGCE3439 | RIO COATZACOALCOS (IXHUATEPEC) | GOLFO CENTRO | VERACRUZ DE IGNACIO DE LA LLAVE | MINATITLÃƒÂN | BAJO RÃƒÂO COATZACOALCOS | RIO COATZACOALCOS | LÃƒÂ“TICO A - TIPO 7 (HUMEDAL) | RÃƒÂO | -94.6191 | 17.8839 | 2022 | 80.8 | 11199 | 1146 | 83.2 | 2 | 10 | 1 | 1 | Regular
OCGCE3448M1 | CALZADAS (HUAZUNTLÃƒÂN) | GOLFO CENTRO | VERACRUZ DE IGNACIO DE LA LLAVE | COATZACOALCOS | RÃƒÂO HUAZUNTLÃƒÂN | RÃƒÂO CALZADAS | LÃƒÂ“TICO (HUMEDAL) | RÃƒÂO | -94.5269 | 18.1335 | 2022 | 22.8 | 2613 | 689 | 31.5 | 5.6 | 17.56 | 1 | 1 | Regular
OCGCE3466 | EL DESCABEZADERO | GOLFO CENTRO | VERACRUZ DE IGNACIO DE LA LLAVE | ACTOPAN | RÃƒÂO ACTOPAN | RIO ACTOPAN | LÃƒÂ“TICO | RÃƒÂO | -96.6945 | 19.5348 | 2022 | 10 | 1500 | 70 | 77 | 2 | 29.54 | 1 | 1 | Regular
OCGNO3520M1 | RIO TAMESI, BOCATOMA LOS TOMATES | GOLFO NORTE | TAMAULIPAS | ALTAMIRA | RÃƒÂO TAMESÃƒÂ | RIO TAMESI | LÃƒÂ“TICO | RÃƒÂO | -98.1923 | 22.4675 | 2022 | 10 | 2400 | 2400 | 73 | 2 | 44.95 | 1 | 1 | Poor
OCGNO3552 | RIO SOTO LA MARINA, AGUAS ARRIBA DE SOTO LA MARINA | GOLFO NORTE | TAMAULIPAS | SOTO LA MARINA | RÃƒÂO SOTO LA MARINA 2 | RIO SOTO LA MARINA | LÃƒÂ“TICO (HUMEDAL) | RÃƒÂO | -98.204 | 23.7917 | 2022 | 22 | 2400 | 2400 | 86 | 2 | 23.4 | 1 | 1 | Regular
OCGNO3553 | EJIDO TAMPIQUITO | GOLFO NORTE | TAMAULIPAS | SOTO LA MARINA | RÃƒÂO SOTO LA MARINA 2 | RIO SOTO LA MARINA | LÃƒÂ“TICO | RÃƒÂO | -98.2045 | 23.8318 | 2022 | 30 | 2400 | 2400 | 86 | 2 | 45.65 | 1 | 1 | Poor
OCGNO3554 | PUENTE CARRETERO (SLM) | GOLFO NORTE | TAMAULIPAS | SOTO LA MARINA | RÃƒÂO SOTO LA MARINA 3 | RIO SOTO LA MARINA | LÃƒÂ“TICO (HUMEDAL) | RÃƒÂO | -98.2063 | 23.7372 | 2022 | 19 | 21 | 7 | 85 | 2 | 10 | 1 | 1 | Good
OCGNO3555 | RIO SOTO LA MARINA EL MOLINO | GOLFO NORTE | TAMAULIPAS | ABASOLO | RÃƒÂO SOTO LA MARINA 2 | RIO SOTO LA MARINA | LÃƒÂ“TICO | RÃƒÂO | -98.2704 | 23.9982 | 2022 | 13 | 2400 | 2400 | 85 | 2 | 69.81 | 1 | 1 | Poor
OCGNO3581 | RIO SABINAS HIDROMETRICA SABINAS | GOLFO NORTE | TAMAULIPAS | GÃƒÂ“MEZ FARÃƒÂAS | RÃƒÂO SABINAS | RIO SABINAS | LÃƒÂ“TICO | RÃƒÂO | -99.0933 | 23.0314 | 2022 | 10 | 2400 | 2400 | 72 | 2 | 17.07 | 1 | 1 | Regular
OCGNO3655W1 | RIO PANUCO FRENTE A LAGUNA DE CHILA | GOLFO NORTE | VERACRUZ DE IGNACIO DE LA LLAVE | PUEBLO VIEJO | RÃƒÂO PÃƒÂNUCO 2 | RIO PANUCO | LÃƒÂ“TICO (HUMEDAL) | RÃƒÂO | -98.0155 | 22.1843 | 2022 | 10 | 2400 | 210 | 59 | 2 | 54.31 | 1 | 1 | Poor
OCGNO3656W1 | RIO PANUCO-MIRAVEGAS | GOLFO NORTE | VERACRUZ DE IGNACIO DE LA LLAVE | PUEBLO VIEJO | RÃƒÂO PÃƒÂNUCO 2 | RIO PANUCO | LÃƒÂ“TICO (HUMEDAL) | RÃƒÂO | -98.0608 | 22.1306 | 2022 | 10 | 2400 | 2400 | 89 | 2 | 10 | 1 | 1 | Regular
OCGNO3657 | EL ALAMO | GOLFO NORTE | VERACRUZ DE IGNACIO DE LA LLAVE | PÃƒÂNUCO | RÃƒÂO PÃƒÂNUCO 1 | RIO PANUCO | LÃƒÂ“TICO (HUMEDAL) | RÃƒÂO | -98.1931 | 22.091 | 2022 | 19 | 2400 | 2400 | 90 | 2 | 10 | 1 | 1 | Regular
OCGNO3658 | RIO PANUCO HIDROMETRICA PANUCO | GOLFO NORTE | VERACRUZ DE IGNACIO DE LA LLAVE | PÃƒÂNUCO | RÃƒÂO PÃƒÂNUCO 1 | RIO PANUCO | LÃƒÂ“TICO (HUMEDAL) | RÃƒÂO | -98.1761 | 22.0594 | 2022 | 20 | 150 | 150 | 89 | 2 | 10 | 1 | 1 | Good
OCLSP3701M1 | ARROYO EL AHOGADO PUENTE CARRETERA A CHAPALA | LERMA SANTIAGO PACÃƒÂFICO | JALISCO | EL SALTO | RÃƒÂO SANTIAGO 1 | ARROYO EL AHOGADO | LÃƒÂ“TICO | ARROYO | -103.2963 | 20.5379 | 2022 | 108.45 | 1221898 | 1221898 | 27.5 | 62.25 | 181.615 | 2.85 | 4.63 | Poor
OCLSP3703M1 | RIO SANTIAGO PUENTE MATATLAN | LERMA SANTIAGO PACÃƒÂFICO | JALISCO | TONALÃƒÂ | RÃƒÂO SANTIAGO 1 | RIO SANTIAGO | LÃƒÂ“TICO A - TIPO 10 | RÃƒÂO | -103.1872 | 20.6681 | 2022 | 24.8 | 24196 | 24196 | 87.7 | 8.78 | 32.46 | 1 | 1 | Regular
OCLSP3707M1 | RIO SANTIAGO LAS JUNTAS | LERMA SANTIAGO PACÃƒÂFICO | JALISCO | GUADALAJARA | RÃƒÂO SANTIAGO 1 | RIO SANTIAGO | LÃƒÂ“TICO A - TIPO 10 | RÃƒÂO | -103.2798 | 20.7235 | 2022 | 23.5 | 24196 | 24196 | 52.2 | 32.4 | 94.67 | 1 | 1 | Poor
OCLSP3708M1 | RIO SANTIAGO ANTES DE P.H. AGUA PRIETA | LERMA SANTIAGO PACÃƒÂFICO | JALISCO | ZAPOPAN | RÃƒÂO SANTIAGO 2 | RIO SANTIAGO | LÃƒÂ“TICO A - TIPO 10 | RÃƒÂO | -103.3204 | 20.782 | 2022 | 155.6 | 24196 | 24196 | 80.4 | 38.9 | 132.97 | 1 | 1 | Poor
OCLSP3710M1 | PUENTE GUADALUPE | LERMA SANTIAGO PACÃƒÂFICO | JALISCO | IXTLAHUACÃƒÂN DEL RÃƒÂO | RÃƒÂO SANTIAGO 2 | RIO SANTIAGO | LÃƒÂ“TICO A - TIPO 10 | RÃƒÂO | -103.329 | 20.8392 | 2022 | 220.7 | 241960 | 241960 | 11 | 76.5 | 228.08 | 1 | 9.62 | Poor
OCLSP3715M1 | DESPUES DE ARROYO DEL AHOGADO | LERMA SANTIAGO PACÃƒÂFICO | JALISCO | JUANACATLÃƒÂN | RÃƒÂO SANTIAGO 1 | RIO SANTIAGO | LÃƒÂ“TICO A - TIPO 10 | RÃƒÂO | -103.1743 | 20.5084 | 2022 | 36.4 | 24196 | 24196 | 25.4 | 9.8 | 66.05 | 1 | 1 | Poor
OCLSP3717M1 | RIO SANTIAGO PUENTE GRANDE | LERMA SANTIAGO PACÃƒÂFICO | JALISCO | JUANACATLÃƒÂN | RÃƒÂO SANTIAGO 1 | RIO SANTIAGO | LÃƒÂ“TICO A - TIPO 10 | RÃƒÂO | -103.1477 | 20.5696 | 2022 | 147.1 | 24196 | 24196 | 10.5 | 46.5 | 116.05 | 1 | 1 | Poor
OCLSP3719M1 | RIO AMECA PUENTE LA VEGA | LERMA SANTIAGO PACÃƒÂFICO | JALISCO | AMECA | COCULA | RIO AMECA PUENTE LA VEGA | LÃƒÂ“TICO | RÃƒÂO | -103.8582 | 20.5763 | 2022 | 301.6 | 241960 | 241960 | 79.4 | 21.3 | 42.54 | 1 | 1 | Poor
OCLSP3751M1 | RIO JUCHIPILA ANTES DEL RIO SANTIAGO | LERMA SANTIAGO PACÃƒÂFICO | JALISCO | SAN CRISTÃƒÂ“BAL DE LA BARRANCA | RÃƒÂO JUCHIPILA 2 | RIO JUCHIPILA | LÃƒÂ“TICO | RÃƒÂO | -103.4262 | 21.0484 | 2022 | 314.85 | 14612.5 | 4461.5 | 100.95 | 4.85 | 28.87 | 1 | 1 | Regular
OCLSP3752M1 | RIO SANTIAGO ANTES DE CONFLUENCIA JUCHIPILA | LERMA SANTIAGO PACÃƒÂFICO | JALISCO | SAN CRISTÃƒÂ“BAL DE LA BARRANCA | RÃƒÂO SANTIAGO 2 | RIO SANTIAGO | LÃƒÂ“TICO A - TIPO 10 | RÃƒÂO | -103.426 | 21.0383 | 2022 | 25.1 | 24196 | 24196 | 57.7 | 19.67 | 36.64 | 1 | 1 | Regular
OCLSP3753M1 | RIO SANTIAGO DESPUES DE CONFLUENCIA RIO JUCHIPILA | LERMA SANTIAGO PACÃƒÂFICO | JALISCO | SAN CRISTÃƒÂ“BAL DE LA BARRANCA | PRESA SANTA ROSA | RIO SANTIAGO | LÃƒÂ“TICO A - TIPO 10 | RÃƒÂO | -103.4311 | 21.0449 | 2022 | 47.7 | 19863 | 17329 | 84.7 | 7.14 | 21.2 | 1 | 1 | Regular
OCLSP3754M1 | RIO SANTIAGO DESPUES DE SAN CRISTOBAL DE LA BARRANCA | LERMA SANTIAGO PACÃƒÂFICO | JALISCO | SAN CRISTÃƒÂ“BAL DE LA BARRANCA | PRESA SANTA ROSA | RIO SANTIAGO | LÃƒÂ“TICO A - TIPO 10 | RÃƒÂO | -103.4463 | 21.0445 | 2022 | 128.4 | 24196 | 19863 | 86.8 | 9.12 | 15.26 | 1 | 1 | Regular
OCLSP3755M1 | RIO CUIXTLA ANTES DEL RIO SANTIAGO | LERMA SANTIAGO PACÃƒÂFICO | JALISCO | SAN CRISTÃƒÂ“BAL DE LA BARRANCA | PRESA SANTA ROSA | RIO CUIXTLA | LÃƒÂ“TICO | RÃƒÂO | -103.4332 | 21.0475 | 2022 | 670 | 10280 | 4810 | 101.55 | 6.65 | 49.975 | 1 | 1 | Poor
OCLSP3763M1 | ABAJO PRESA SANTA ROSA | LERMA SANTIAGO PACÃƒÂFICO | JALISCO | AMATITÃƒÂN | RÃƒÂO SANTIAGO 3 | RIO SANTIAGO | LÃƒÂ“TICO A - TIPO 10 | RÃƒÂO | -103.7117 | 20.9119 | 2022 | 56.5 | 24196 | 24196 | 48.6 | 2 | 23.74 | 1 | 1 | Regular
OCLSP3765M1 | RIO SALADO LAS TORTUGAS | LERMA SANTIAGO PACÃƒÂFICO | JALISCO | TALA | SALADO | RIO AMECA | LÃƒÂ“TICO (HUMEDAL) | RÃƒÂO | -103.6937 | 20.6868 | 2022 | 3919 | 36540 | 18420 | 98 | 12.7 | 88.36 | 1 | 1 | Poor
OCLSP3769M1W1 | RIO SALADO ANTES DESEMBOCADURA LA PRESA LA VEGA | LERMA SANTIAGO PACÃƒÂFICO | JALISCO | TALA | SALADO | RIO AMECA | LÃƒÂ“TICO (HUMEDAL) | RÃƒÂO | -103.7916 | 20.6396 | 2022 | 953.2 | 241960 | 241960 | 40.3 | 16.4 | 80.74 | 1 | 1 | Poor
OCLSP3770M1 | RIO TONAYA ANTES DE TONAYA | LERMA SANTIAGO PACÃƒÂFICO | JALISCO | TALA | EL ROSARIO | RIO ARMERIA | LÃƒÂ“TICO | RÃƒÂO | -103.9635 | 19.8008 | 2022 | 76.2 | 24196 | 9208 | 103 | 2 | 10 | 1 | 1 | Regular
OCLSP3774M1 | RIO AMECA ARRIBA DE LA POBLACION | LERMA SANTIAGO PACÃƒÂFICO | JALISCO | AMECA | COCULA | RIO AMECA | LÃƒÂ“TICO | RÃƒÂO | -104.0241 | 20.5431 | 2022 | 324 | 64880 | 54750 | 66.7 | 8.5 | 39.28 | 1 | 1 | Regular
OCLSP3775M1 | RIO AMECA PUENTE JAYAMITLA | LERMA SANTIAGO PACÃƒÂFICO | JALISCO | AMECA | AMECA PIJINTO | RIO AMECA | LÃƒÂ“TICO | RÃƒÂO | -104.1761 | 20.5877 | 2022 | 264.9 | 15531 | 6867 | 96.1 | 12.7 | 36.72 | 1 | 1 | Regular
OCLSP3776M1 | RIO AMECA ABAJO DE LA POBLACION | LERMA SANTIAGO PACÃƒÂFICO | JALISCO | AMECA | AMECA PIJINTO | RIO AMECA | LÃƒÂ“TICO | RÃƒÂO | -104.0737 | 20.5488 | 2022 | 377.3 | 241960 | 241960 | 76.6 | 14 | 49.46 | 1 | 1 | Poor
OCLSP3809M1 | RIO LERMA DESP. DE LA BARCA | LERMA SANTIAGO PACÃƒÂFICO | MICHOACÃƒÂN DE OCAMPO | BRISEÃƒÂ‘AS | RÃƒÂO LERMA 7 | RIO LERMA | LÃƒÂ“TICO | RÃƒÂO | -102.578 | 20.2647 | 2022 | 70.8 | 32550 | 16070 | 35.6 | 11.4 | 24.96 | 1 | 1 | Regular
OCLSP3810M1 | RIO LERMA EN ZALAMEA | LERMA SANTIAGO PACÃƒÂFICO | JALISCO | LA BARCA | RÃƒÂO LERMA 7 | RIO LERMA | LÃƒÂ“TICO | RÃƒÂO | -102.507 | 20.314 | 2022 | 159.7 | 173290 | 155310 | 33.6 | 12.9 | 37.08 | 1 | 1 | Regular
OCLSP3811M1 | RIO LERMA PTE, BRISEÃƒÂ‘AS | LERMA SANTIAGO PACÃƒÂFICO | JALISCO | LA BARCA | RÃƒÂO LERMA 7 | RIO LERMA | LÃƒÂ“TICO | RÃƒÂO | -102.5597 | 20.2751 | 2022 | 95.9 | 36540 | 15150 | 46.7 | 10.6 | 54.51 | 1 | 1 | Poor
OCLSP3812M1 | RIO LERMA EN GPE. DE LERMA | LERMA SANTIAGO PACÃƒÂFICO | JALISCO | LA BARCA | RÃƒÂO LERMA 7 | RIO LERMA | LÃƒÂ“TICO | RÃƒÂO | -102.3577 | 20.3374 | 2022 | 146.8 | 198630 | 104620 | 40.2 | 15.3 | 30.82 | 1 | 1 | Regular
OCLSP3815M2 | ARROYO LA LAJA ANTES DEL RIO SANTIAGO | LERMA SANTIAGO PACÃƒÂFICO | JALISCO | ZAPOTLANEJO | RÃƒÂO SANTIAGO 1 | ARROYO LA LAJA | LÃƒÂ“TICO | ARROYO | -103.136 | 20.5878 | 2022 | 170.95 | 133078 | 98743 | 60.6 | 12 | 49.845 | 2.54 | 1 | Poor
OCLSP3830M1 | RIO SANTIAGO ANTES DE NESTLE | LERMA SANTIAGO PACÃƒÂFICO | JALISCO | OCOTLÃƒÂN | RÃƒÂO SANTIAGO 1 | RIO SANTIAGO | LÃƒÂ“TICO A - TIPO 10 | RÃƒÂO | -102.7831 | 20.3504 | 2022 | 42.3 | 24196 | 24196 | 69.5 | 13.1 | 47.08 | 1 | 3.45 | Poor
OCLSP3831M1 | RIO SANTIAGO DESPUES DE NESTLE | LERMA SANTIAGO PACÃƒÂFICO | JALISCO | OCOTLÃƒÂN | RÃƒÂO SANTIAGO 1 | RIO SANTIAGO | LÃƒÂ“TICO A - TIPO 10 | DESCARGA | -102.7863 | 20.3564 | 2022 | 53.6 | 24196 | 24196 | 11 | 46.5 | 68.44 | 1 | 4.08 | Poor
OCLSP3832M1 | RIO SANTIAGO PUENTE OCOTLAN | LERMA SANTIAGO PACÃƒÂFICO | JALISCO | PONCITLÃƒÂN | RÃƒÂO SANTIAGO 1 | RIO SANTIAGO | LÃƒÂ“TICO A - TIPO 10 | RÃƒÂO | -102.7794 | 20.347 | 2022 | 11.7 | 24196 | 24196 | 11 | 16.4 | 50.41 | 1 | 4.52 | Poor
OCLSP3840M1 | PRESA DERIVADORA CORONA | LERMA SANTIAGO PACÃƒÂFICO | JALISCO | CHAPALA | RÃƒÂO SANTIAGO 1 | RIO SANTIAGO | LÃƒÂ“TICO A - TIPO 10 | RÃƒÂO | -103.0916 | 20.4001 | 2022 | 10 | 7270 | 7270 | 14.2 | 6.2 | 31.18 | 1 | 1 | Regular
OCLSP3883M1 | RIO CIHUATLAN-MARABASCO PRESA DERIVADORA | LERMA SANTIAGO PACÃƒÂFICO | JALISCO | CIHUATLÃƒÂN | RÃƒÂO MARABASCO A | RIO CIHUATLAN | LÃƒÂ“TICO (HUMEDAL) | RÃƒÂO | -104.5383 | 19.2509 | 2022 | 35.3 | 305 | 226 | 102.7 | 2 | 10.87 | 1 | 1 | Good
OCLSP3884M1 | PUENTE RIO CIHUATLAN | LERMA SANTIAGO PACÃƒÂFICO | JALISCO | CIHUATLÃƒÂN | RÃƒÂO MARABASCO A | RIO CIHUATLAN | LÃƒÂ“TICO | RÃƒÂO | -104.5548 | 19.2366 | 2022 | 47.2 | 8164 | 538 | 104.7 | 2 | 10 | 1 | 1 | Regular
OCLSP3885M1 | RIO CIHUATLAN-MARABASCO ANTES PIEDRA PINTADA | LERMA SANTIAGO PACÃƒÂFICO | JALISCO | CIHUATLÃƒÂN | RÃƒÂO MARABASCO A | RIO CIHUATLAN | LÃƒÂ“TICO (HUMEDAL) | RÃƒÂO | -104.4593 | 19.256 | 2022 | 23.9 | 1850 | 171 | 101.6 | 2 | 11.7 | 1 | 1 | Regular
OCLSP3887M1 | PRESA EL NARANJO AGUAS ARRIBA | LERMA SANTIAGO PACÃƒÂFICO | JALISCO | CIHUATLÃƒÂN | RÃƒÂO MARABASCO A | RIO CIHUATLAN | LÃƒÂ“TICO | RÃƒÂO | -104.4381 | 19.2726 | 2022 | 24.6 | 2014 | 663 | 108.9 | 2 | 10 | 1 | 1 | Regular
OCLSP3904M1 | RIO SAN NICOLAS PUENTE CARRETERA A PUERTO VALLARTA | LERMA SANTIAGO PACÃƒÂFICO | JALISCO | LA HUERTA | RÃƒÂO SAN NICOLÃƒÂS A | RIO SAN NICOLAS | LÃƒÂ“TICO (HUMEDAL) | RÃƒÂO | -105.1823 | 19.652 | 2022 | 60.1 | 9804 | 364 | 101.6 | 2 | 10 | 1 | 1 | Regular
OCLSP3924M1 | RIO TOMATLAN PUENTE CARRETERA A PUERTO VALLARTA | LERMA SANTIAGO PACÃƒÂFICO | JALISCO | TOMATLÃƒÂN | RÃƒÂO TOMATLÃƒÂN B | RIO TOMATLAN | LÃƒÂ“TICO | RÃƒÂO | -105.3366 | 19.8771 | 2022 | 21.4 | 19863 | 211 | 88.9 | 2 | 10 | 1 | 1 | Regular
OCLSP3925M1 | RIO TOMATLAN DESPUES DE LA POBLACION DE TOMATLAN | LERMA SANTIAGO PACÃƒÂFICO | JALISCO | TOMATLÃƒÂN | RÃƒÂO TOMATLÃƒÂN B | RIO TOMATLAN | LÃƒÂ“TICO | RÃƒÂO | -105.3049 | 19.9167 | 2022 | 22.5 | 2909 | 241 | 103.3 | 2 | 10 | 1 | 1 | Regular
OCLSP3926M1 | RIO TOMATLAN POBLACION DE TOMATLAN | LERMA SANTIAGO PACÃƒÂFICO | JALISCO | TOMATLÃƒÂN | RÃƒÂO TOMATLÃƒÂN B | RIO TOMATLAN | LÃƒÂ“TICO | RÃƒÂO | -105.2595 | 19.9469 | 2022 | 18.6 | 857 | 20 | 107.9 | 5.7 | 10 | 1 | 1 | Good
OCLSP3927M1 | RIO TOMATLAN ANTES DE LA POBLACION DE TOMATLAN | LERMA SANTIAGO PACÃƒÂFICO | JALISCO | TOMATLÃƒÂN | RÃƒÂO TOMATLÃƒÂN B | RIO TOMATLAN | LÃƒÂ“TICO | RÃƒÂO | -105.2271 | 19.9324 | 2022 | 14.2 | 6131 | 148 | 107.6 | 2 | 10 | 1 | 1 | Regular
OCLSP3928M1 | RIO TOMATLAN ABAJO PRESA CAJON DE PEÃƒÂ‘AS | LERMA SANTIAGO PACÃƒÂFICO | JALISCO | TOMATLÃƒÂN | RÃƒÂO TOMATLÃƒÂN B | RIO TOMATLAN | LÃƒÂ“TICO | RÃƒÂO | -105.1623 | 19.9703 | 2022 | 10 | 2909 | 41 | 105.1 | 2 | 10 | 1 | 1 | Regular
OCLSP3941M1 | RIO SAN NICOLAS ENTRADA JOSE MARIA MORELOS | LERMA SANTIAGO PACÃƒÂFICO | JALISCO | TOMATLÃƒÂN | RÃƒÂO SAN NICOLÃƒÂS A | RIO SAN NICOLAS | LÃƒÂ“TICO | RÃƒÂO | -105.162 | 19.6928 | 2022 | 33.4 | 3448 | 246 | 104.1 | 2 | 10 | 1 | 1 | Regular
OCLSP3978M1 | SEAPAL NORTE II AGUAS ABAJO | LERMA SANTIAGO PACÃƒÂFICO | JALISCO | PUERTO VALLARTA | AMECA IXTAPA B | RÃƒÂO AMECA | LÃƒÂ“TICO (HUMEDAL) | RÃƒÂO | -105.2478 | 20.7042 | 2022 | 85.7 | 24196 | 24196 | 99.4 | 2.4 | 10 | 1 | 1 | Regular
OCNOR3988 | SONORA 6 | NOROESTE | SONORA | CANANEA | RÃƒÂO SONORA 1 | RIO SONORA | LÃƒÂ“TICO | RÃƒÂO | -110.1908 | 30.9481 | 2022 | 10 | 3 | 3 | 132.4 | 2 | 10 | 1 | 1.63 | Regular
OCNOR3989 | CANANEA | NOROESTE | SONORA | CANANEA | RÃƒÂO SAN PEDRO | ARROYO EL BARRILITO | LÃƒÂ“TICO (HUMEDAL) | ARROYO | -110.2888 | 30.9971 | 2022 | 75.4 | 20 | 10 | 91.3 | 5.26 | 20.26 | 2.51 | 1 | Good
OCNOR3991 | DERIVADORA DE HUASABAS | NOROESTE | SONORA | HUÃƒÂSABAS | RÃƒÂO YAQUI 1 | RIO YAQUI | LÃƒÂ“TICO | RÃƒÂO | -109.2932 | 29.9489 | 2022 | 31.5 | 2247 | 110 | 102.7 | 2 | 10 | 1 | 1 | Regular
OCNOR4019 | RIO SONORA 3 | NOROESTE | SONORA | BAVIÃƒÂCORA | RÃƒÂO SONORA 1 | RIO SONORA | LÃƒÂ“TICO | RÃƒÂO | -110.1209 | 29.535 | 2022 | 169.9 | 2755 | 1119 | 104.8 | 5.8 | 10 | 1 | 1 | Regular
OCNOR4020 | BAVIACORA | NOROESTE | SONORA | BAVIÃƒÂCORA | RÃƒÂO SONORA 1 | RIO SONORA | LÃƒÂ“TICO | RÃƒÂO | -110.1744 | 29.7237 | 2022 | 139.7 | 3076 | 315 | 89.7 | 5.3 | 21.63 | 1 | 1 | Regular
OCNOR4022 | RIO SONORA 4 | NOROESTE | SONORA | ACONCHI | RÃƒÂO SONORA 1 | RIO SONORA | LÃƒÂ“TICO (HUMEDAL) | RÃƒÂO | -110.237 | 29.8244 | 2022 | 3198 | 24196 | 6131 | 92.8 | 9.4 | 12.78 | 1 | 1 | Regular
OCNOR4023 | RIO SONORA 5 | NOROESTE | SONORA | BANÃƒÂMICHI | RÃƒÂO SONORA 1 | RIO SONORA | LÃƒÂ“TICO (HUMEDAL) | RÃƒÂO | -110.2196 | 30.017 | 2022 | 1559 | 30760 | 3640 | 95.5 | 12.2 | 79.13 | 1 | 1 | Poor
OCNOR4024 | ARIZPE | NOROESTE | SONORA | ARIZPE | RÃƒÂO SONORA 1 | RIO SONORA | LÃƒÂ“TICO | RÃƒÂO | -110.1653 | 30.335 | 2022 | 7766.7 | 24196 | 17329 | 90.6 | 2 | 233.79 | 1 | 1 | Poor
OCNOR4026 | RIO BACANUCHI | NOROESTE | SONORA | ARIZPE | RÃƒÂO SONORA 1 | RIO BACANUCHI | LÃƒÂ“TICO | RÃƒÂO | -110.1575 | 30.3681 | 2022 | 48.1 | 2142 | 460 | 82.8 | 2 | 10 | 1 | 1 | Regular
OCNOR4028 | BACOACHI | NOROESTE | SONORA | BACOACHI | RÃƒÂO SONORA 1 | RIO SONORA | LÃƒÂ“TICO (HUMEDAL) | RÃƒÂO | -109.97 | 30.6348 | 2022 | 31.9 | 2359 | 657 | 89.9 | 2 | 10 | 1 | 1 | Regular
OCNOR4043 | EFLUENTE DE LA PRESA EL MOLINITO | NOROESTE | SONORA | HERMOSILLO | RÃƒÂO SONORA 2 | RIO SONORA | LÃƒÂ“TICO | RÃƒÂO | -110.7315 | 29.2099 | 2022 | 10 | 7270 | 404 | 56.9 | 2 | 10.92 | 1 | 1 | Regular
OCNOR4047 | SAN JOSE DE PIMAS RIO | NOROESTE | SONORA | LA COLORADA | RÃƒÂO MÃƒÂTAPE 1 | RIO MATAPE | LÃƒÂ“TICO | RÃƒÂO | -110.3478 | 28.7196 | 2022 | 21.9 | 24196 | 5475 | 56.5 | 11.2 | 19.04 | 1 | 1 | Regular
OCNOR4049 | RIO YAQUI 7 | NOROESTE | SONORA | SOYOPA | RÃƒÂO YAQUI 2 | RIO YAQUI | LÃƒÂ“TICO (HUMEDAL) | RÃƒÂO | -109.626 | 28.7523 | 2022 | 18.5 | 1236 | 3 | 78 | 8.1 | 10 | 1 | 1 | Regular
OCNOR4050 | RIO YAQUI 8 | NOROESTE | SONORA | ONAVAS | RÃƒÂO YAQUI 2 | RIO YAQUI | LÃƒÂ“TICO (HUMEDAL) | RÃƒÂO | -109.5362 | 28.4628 | 2022 | 50 | 2382 | 3 | 96.9 | 8.6 | 10 | 1 | 1 | Regular
OCNOR4051 | NOVILLO | NOROESTE | SONORA | SOYOPA | RÃƒÂO YAQUI 2 | RIO YAQUI | LÃƒÂ“TICO (HUMEDAL) | RÃƒÂO | -109.6391 | 28.9499 | 2022 | 21.6 | 345 | 3 | 43.9 | 2 | 10 | 1 | 1 | Good
OCNOR4052W1 | PRESA EL NOVILLO | NOROESTE | SONORA | SOYOPA | RÃƒÂO YAQUI 2 | RIO YAQUI | LÃƒÂ“TICO (HUMEDAL) | RÃƒÂO | -109.6304 | 28.9799 | 2022 | 16.7 | 1274 | 10 | 42.8 | 7.4 | 10 | 1 | 1 | Regular
OCNOR4053 | RIO YAQUI 9 | NOROESTE | SONORA | SOYOPA | RÃƒÂO YAQUI 2 | RIO YAQUI | LÃƒÂ“TICO | RÃƒÂO | -109.6079 | 28.6304 | 2022 | 23.6 | 1956 | 3 | 87.7 | 9.1 | 28.42 | 1 | 1 | Regular
OCNOR4059 | RIO YAQUI 10 | NOROESTE | SONORA | BACANORA | RÃƒÂO YAQUI 1 | RIO YAQUI | LÃƒÂ“TICO (HUMEDAL) | RÃƒÂO | -109.2796 | 29.1877 | 2022 | 805 | 5860 | 1220 | 104.1 | 2 | 12.42 | 1 | 1 | Regular
OCNOR4061 | TONICHI RIO | NOROESTE | SONORA | SOYOPA | RÃƒÂO YAQUI 2 | RIO YAQUI | LÃƒÂ“TICO (HUMEDAL) | RÃƒÂO | -109.5533 | 28.5726 | 2022 | 45.3 | 2046 | 10 | 92.1 | 8.9 | 18.39 | 1 | 1 | Regular
OCNOR4078 | ECOSISTEMA ARROYO VERDE APFF SIERRA DE ALAMOS RÃƒÂO CUCHUJAQUI 3 | NOROESTE | SONORA | ALAMOS | ARROYO ALAMOS | ARROYO CUCHUJAQUI | LÃƒÂ“TICO (HUMEDAL) | ARROYO | -108.8084 | 26.9941 | 2022 | 10 | 581 | 3 | 121.3 | 2 | 10 | 1 | 1 | Good
OCNOR4098 | RH9-1 SONORA SUR | NOROESTE | SONORA | HUATABAMPO | RÃƒÂO MAYO 3 | RIO MAYO | LÃƒÂ“TICO | RÃƒÂO | -109.6817 | 26.7787 | 2022 | 31.2 | 24196 | 1354 | 30.2 | 23.3 | 111.69 | 1 | 1 | Poor
OCNOR4110 | RIO MAYO 4 | NOROESTE | SONORA | NAVOJOA | RÃƒÂO MAYO 3 | RIO MAYO | LÃƒÂ“TICO (HUMEDAL) | RÃƒÂO | -109.4269 | 27.1103 | 2022 | 258 | 8300 | 1100 | 110.2 | 8 | 41.59 | 1 | 1 | Poor
OCNOR4129 | RIO YAQUI 2 | NOROESTE | SONORA | GUAYMAS | RÃƒÂO YAQUI 3 | RIO YAQUI | LÃƒÂ“TICO (HUMEDAL) | RÃƒÂO | -110.3757 | 27.6387 | 2022 | 110.9 | 6488 | 158 | 101.2 | 2 | 32.21 | 1 | 1 | Regular
OCNOR4133 | SUR (SONORA) (A) AGUAS ABAJO | NOROESTE | SONORA | CAJEME | RÃƒÂO YAQUI 3 | DREN 400 Y KINO | LÃƒÂ“TICO | DREN | -109.9739 | 27.4278 | 2022 | 21.1 | 241960 | 241960 | 10 | 154.25 | 362.69 | 1 | 10.87 | Poor
OCNOR4136 | SUR (SONORA) (A) AGUAS ARRIBA | NOROESTE | SONORA | CAJEME | RÃƒÂO YAQUI 3 | DREN 400 Y KINO | LÃƒÂ“TICO | DREN | -109.9734 | 27.4461 | 2022 | 42.7 | 15970 | 3310 | 68.3 | 11.5 | 49.72 | 1 | 1 | Poor
OCNOR4139 | PUENTE CARRETERA INTERNACIONAL | NOROESTE | SONORA | CAJEME | RÃƒÂO YAQUI 3 | RIO YAQUI | LÃƒÂ“TICO | RÃƒÂO | -109.9303 | 27.5951 | 2022 | 10 | 3076 | 10 | 152.7 | 2 | 11.7 | 1 | 1 | Regular
OCNOR4151 | RIO YAQUI 4 | NOROESTE | SONORA | CAJEME | RÃƒÂO YAQUI 2 | RIO YAQUI | LÃƒÂ“TICO (HUMEDAL) | RÃƒÂO | -109.8634 | 28.1382 | 2022 | 385 | 27550 | 1340 | 97.5 | 6 | 28.42 | 1 | 1 | Regular
OCNOR4188 | RIO MAYO 6 | NOROESTE | SONORA | ALAMOS | RÃƒÂO MAYO 2 | RIO MAYO | LÃƒÂ“TICO (HUMEDAL) | RÃƒÂO | -109.0082 | 27.2218 | 2022 | 10 | 1793 | 3 | 84.2 | 2 | 10 | 1 | 1 | Regular
OCNOR4189 | RIO MAYO 8 | NOROESTE | SONORA | ALAMOS | RÃƒÂO MAYO 2 | RIO MAYO | LÃƒÂ“TICO | RÃƒÂO | -108.9237 | 27.351 | 2022 | 31.2 | 2359 | 84 | 108.4 | 15.7 | 19.32 | 1 | 1 | Regular
OCNOR4190 | RIO MAYO 9 | NOROESTE | SONORA | ALAMOS | RÃƒÂO MAYO 2 | RIO MAYO | LÃƒÂ“TICO | RÃƒÂO | -108.9073 | 27.3749 | 2022 | 31.6 | 1956 | 63 | 111.8 | 18 | 20.26 | 1 | 1 | Regular
OCNOR4191 | RIO MAYO 7 | NOROESTE | SONORA | NAVOJOA | RÃƒÂO MAYO 3 | RIO MAYO | LÃƒÂ“TICO | RÃƒÂO | -109.1894 | 27.2041 | 2022 | 48.6 | 6488 | 318 | 150.8 | 2 | 17.56 | 1 | 1 | Regular
OCNOR6515 | HACIA EL ACUEDUCTO | NOROESTE | SONORA | HERMOSILLO | RÃƒÂO SONORA 2 | RIO SONORA | LÃƒÂ“TICO | RÃƒÂO | -110.7285 | 29.2127 | 2022 | 13.8 | 17329 | 52 | 96.8 | 2 | 10 | 1 | 1 | Regular
OCPBC4232 | RIO TIJUANA | PENÃƒÂNSULA DE BAJA CALIFORNIA | BAJA CALIFORNIA | TIJUANA | TIJUANA | RIO TIJUANA | LÃƒÂ“TICO | RÃƒÂO | -117.0322 | 32.5386 | 2022 | 96.2 | 241960 | 241960 | 21.1 | 104.5 | 195.33 | 1 | 1 | Poor
OCPBC4233 | RIO TIJUANA 4 | PENÃƒÂNSULA DE BAJA CALIFORNIA | BAJA CALIFORNIA | TIJUANA | TIJUANA | RIO TIJUANA | LÃƒÂ“TICO | RÃƒÂO | -116.9794 | 32.5159 | 2022 | 142.5 | 24196 | 24196 | 73.5 | 130 | 205.95 | 1 | 1 | Poor
OCPBC4234 | ARROYO ALAMAR 3 | PENÃƒÂNSULA DE BAJA CALIFORNIA | BAJA CALIFORNIA | TIJUANA | TIJUANA | ARROYO ALAMAR | LÃƒÂ“TICO | ARROYO | -116.9703 | 32.5151 | 2022 | 96.3 | 2419600 | 2419600 | 10 | 199.25 | 271.28 | 1 | 2.78 | Poor
OCPBC4235 | RIO TIJUANA 3 | PENÃƒÂNSULA DE BAJA CALIFORNIA | BAJA CALIFORNIA | TIJUANA | TIJUANA | RIO TIJUANA | LÃƒÂ“TICO | RÃƒÂO | -116.9686 | 32.5142 | 2022 | 93.8 | 24196 | 24196 | 122.2 | 63.6 | 139.97 | 1 | 1 | Poor
OCPBC4236 | RIO TIJUANA 2 | PENÃƒÂNSULA DE BAJA CALIFORNIA | BAJA CALIFORNIA | TIJUANA | TIJUANA | RIO TIJUANA | LÃƒÂ“TICO | RÃƒÂO | -116.928 | 32.474 | 2022 | 156.5 | 24196 | 24196 | 96.7 | 81 | 134.97 | 1 | 1 | Poor
OCPBC4237 | RIO TIJUANA 1 | PENÃƒÂNSULA DE BAJA CALIFORNIA | BAJA CALIFORNIA | TIJUANA | TIJUANA | RIO TIJUANA | LÃƒÂ“TICO | RÃƒÂO | -116.906 | 32.4542 | 2022 | 17.1 | 24196 | 24196 | 18.1 | 26.3 | 73.05 | 1 | 1 | Poor
OCPBC4260 | RIO TECATE | PENÃƒÂNSULA DE BAJA CALIFORNIA | BAJA CALIFORNIA | TECATE | TIJUANA | RIO TECATE | LÃƒÂ“TICO | RÃƒÂO | -116.6739 | 32.5467 | 2022 | 31.2 | 2419600 | 2419600 | 10 | 95.5 | 179.28 | 1 | 2.82 | Poor
OCPBC4373M1 | RIO TIJUANA (LIMITE INTERNACIONAL) | PENÃƒÂNSULA DE BAJA CALIFORNIA | BAJA CALIFORNIA | TIJUANA | TIJUANA | RIO TIJUANA | LÃƒÂ“TICO | RÃƒÂO | -117.0373 | 32.5414 | 2022 | 110 | 241960 | 241960 | 10 | 114.5 | 206.26 | 1 | 1 | Poor
OCPBC4383 | RIO COLORADO 12 | PENÃƒÂNSULA DE BAJA CALIFORNIA | BAJA CALIFORNIA | MEXICALI | RÃƒÂO COLORADO | RIO COLORADO | LÃƒÂ“TICO | RÃƒÂO | -115.2186 | 32.1792 | 2022 | 18.5 | 24196 | 20 | 107.5 | 4.16 | 63.64 | 1 | 1 | Poor
OCPBC4384 | RIO COLORADO 14 | PENÃƒÂNSULA DE BAJA CALIFORNIA | BAJA CALIFORNIA | MEXICALI | RÃƒÂO COLORADO | RIO COLORADO | LÃƒÂ“TICO | RÃƒÂO | -115.196 | 32.2392 | 2022 | 45.1 | 19863 | 132 | 108.1 | 5.24 | 79.64 | 1 | 1 | Poor
OCPNO4448 | PUENTE NEGRO | PACÃƒÂFICO NORTE | SINALOA | CULIACÃƒÂN | RÃƒÂO CULIACÃƒÂN | RIO CULIACAN | LÃƒÂ“TICO | RÃƒÂO | -107.4125 | 24.8093 | 2022 | 26.4 | 24196 | 15531 | 71.5 | 2 | 10 | 1 | 1 | Regular
OCPNO4449M1 | RIO CULIACAN 5 | PACÃƒÂFICO NORTE | SINALOA | CULIACÃƒÂN | RÃƒÂO CULIACÃƒÂN | RIO CULIACAN | LÃƒÂ“TICO | RÃƒÂO | -107.4077 | 24.8054 | 2022 | 43.5 | 24196 | 24196 | 74.7 | 2 | 10 | 1 | 1 | Regular
OCPNO4455 | RIO CULIACAN PUENTE USE | PACÃƒÂFICO NORTE | SINALOA | CULIACÃƒÂN | RÃƒÂO CULIACÃƒÂN | RIO CULIACAN | LÃƒÂ“TICO | RÃƒÂO | -107.4481 | 24.7933 | 2022 | 18.7 | 6867 | 717 | 135.9 | 3.54 | 10 | 1 | 1 | Regular
OCPNO4456 | RIO CULIACAN 4 | PACÃƒÂFICO NORTE | SINALOA | CULIACÃƒÂN | RÃƒÂO CULIACÃƒÂN | RIO CULIACAN | LÃƒÂ“TICO | RÃƒÂO | -107.4823 | 24.7901 | 2022 | 30.8 | 24196 | 24196 | 88.2 | 8.1 | 35.03 | 1 | 1 | Regular
OCPNO4459 | SAN PEDRO | PACÃƒÂFICO NORTE | SINALOA | NAVOLATO | RÃƒÂO CULIACÃƒÂN | RIO CULIACAN | LÃƒÂ“TICO | RÃƒÂO | -107.5584 | 24.785 | 2022 | 42.4 | 12997 | 4611 | 90.4 | 15.8 | 34.92 | 1 | 1 | Regular
OCPNO4464M1 | RIO CULIACAN LA PIPIMA | PACÃƒÂFICO NORTE | SINALOA | NAVOLATO | RÃƒÂO CULIACÃƒÂN | RIO CULIACAN | LÃƒÂ“TICO | RÃƒÂO | -107.6996 | 24.6918 | 2022 | 38.6 | 15531 | 441 | 135.3 | 3.32 | 10 | 1 | 1 | Regular
OCPNO4466 | PUENTE LIMONCITO | PACÃƒÂFICO NORTE | SINALOA | NAVOLATO | RÃƒÂO CULIACÃƒÂN | RIO CULIACAN | LÃƒÂ“TICO | RÃƒÂO | -107.7315 | 24.7563 | 2022 | 57.6 | 24196 | 232 | 112.5 | 2 | 17.39 | 1 | 1 | Regular
OCPNO4467M1 | RH10-2 SINALOA | PACÃƒÂFICO NORTE | SINALOA | NAVOLATO | RÃƒÂO CULIACÃƒÂN | RIO CULIACAN | LÃƒÂ“TICO | RÃƒÂO | -107.6608 | 24.6285 | 2022 | 14.9 | 9208 | 3 | 92.3 | 2 | 10 | 1 | 1 | Regular
OCPNO4485 | RIO CULIACAN 7 | PACÃƒÂFICO NORTE | SINALOA | CULIACÃƒÂN | RÃƒÂO CULIACÃƒÂN | RIO CULIACAN | LÃƒÂ“TICO | RÃƒÂO | -107.3885 | 25.0139 | 2022 | 66 | 24196 | 650 | 85.2 | 2 | 10 | 1 | 1 | Regular
OCPNO4501 | SALIDA DE LA PRESA EUSTAQUIO BUELNA | PACÃƒÂFICO NORTE | SINALOA | SALVADOR ALVARADO | RÃƒÂO MOCORITO 2 | RIO MOCORITO | LÃƒÂ“TICO (HUMEDAL) | RÃƒÂO | -108.09 | 25.4695 | 2022 | 11.5 | 75 | 3 | 138.1 | 2 | 15.96 | 1 | 1 | Regular
OCPNO4503W1 | RH10-1 SINALOA | PACÃƒÂFICO NORTE | SINALOA | GUASAVE | RÃƒÂO SINALOA 2 | RIO SINALOA | LÃƒÂ“TICO (HUMEDAL) | RÃƒÂO | -108.4567 | 25.3255 | 2022 | 218.8 | 22470 | 630 | 54.8 | 7.5 | 10.92 | 1 | 1 | Regular
OCPNO4504 | LA BRECHA | PACÃƒÂFICO NORTE | SINALOA | GUASAVE | RÃƒÂO SINALOA 2 | RIO SINALOA | LÃƒÂ“TICO | RÃƒÂO | -108.4236 | 25.3713 | 2022 | 130.6 | 241960 | 3110 | 56.5 | 10.2 | 13.44 | 1 | 1 | Regular
OCPNO4505 | RIO SINALOA 5 | PACÃƒÂFICO NORTE | SINALOA | GUASAVE | RÃƒÂO SINALOA 2 | RIO SINALOA | LÃƒÂ“TICO | RÃƒÂO | -108.4449 | 25.4458 | 2022 | 53.1 | 4260 | 520 | 53.8 | 10.5 | 13.44 | 1 | 1 | Regular
OCPNO4506 | RIO SINALOA 6 | PACÃƒÂFICO NORTE | SINALOA | GUASAVE | RÃƒÂO SINALOA 2 | RIO SINALOA | LÃƒÂ“TICO | RÃƒÂO | -108.4478 | 25.5491 | 2022 | 126 | 4611 | 594 | 75.7 | 10.3 | 13.31 | 1 | 1 | Regular
OCPNO4508 | VADO DE GUASAVE | PACÃƒÂFICO NORTE | SINALOA | GUASAVE | RÃƒÂO SINALOA 2 | RIO SINALOA | LÃƒÂ“TICO | RÃƒÂO | -108.4557 | 25.5638 | 2022 | 113.1 | 5794 | 767 | 70.5 | 10 | 14.14 | 1 | 1 | Regular
OCPNO4525W1 | LOS MOCHIS (A) AGUAS ABAJO | PACÃƒÂFICO NORTE | SINALOA | AHOME | GRUPO DE CORRIENTES TPOPOLOBAMPO | DREN JUAREZ | LÃƒÂ“TICO (HUMEDAL) | DREN | -109.0668 | 25.7024 | 2022 | 84.7 | 24196 | 145 | 74.6 | 86.5 | 118.18 | 1 | 1 | Poor
OCPNO4527 | RIO FUERTE 1 | PACÃƒÂFICO NORTE | SINALOA | AHOME | RÃƒÂO FUERTE 2 | RIO FUERTE | LÃƒÂ“TICO | RÃƒÂO | -109.1382 | 25.9314 | 2022 | 10 | 4106 | 462 | 29.2 | 4.1 | 11.82 | 1 | 1 | Regular
OCPNO4528 | PUENTE SAN MIGUEL ZAPOTITLAN | PACÃƒÂFICO NORTE | SINALOA | AHOME | RÃƒÂO FUERTE 2 | RIO FUERTE | LÃƒÂ“TICO (HUMEDAL) | RÃƒÂO | -109.0544 | 25.9561 | 2022 | 10 | 17329 | 2014 | 43.9 | 2 | 34.15 | 1 | 1 | Regular
OCPNO4529 | RIO FUERTE 2 | PACÃƒÂFICO NORTE | SINALOA | EL FUERTE | RÃƒÂO FUERTE 2 | RIO FUERTE | LÃƒÂ“TICO | RÃƒÂO | -108.94 | 25.9568 | 2022 | 18.4 | 7270 | 1616 | 59.5 | 4.24 | 10 | 1 | 1 | Regular
OCPNO4536 | PUENTE BAROTEN (EL FUERTE) | PACÃƒÂFICO NORTE | SINALOA | EL FUERTE | RÃƒÂO FUERTE 2 | RIO FUERTE | LÃƒÂ“TICO (HUMEDAL) | RÃƒÂO | -108.6554 | 26.3929 | 2022 | 10 | 3255 | 399 | 109.3 | 2 | 10 | 1 | 1 | Regular
OCPNO4537 | RIO FUERTE 3 | PACÃƒÂFICO NORTE | SINALOA | EL FUERTE | RÃƒÂO FUERTE 2 | RIO FUERTE | LÃƒÂ“TICO (HUMEDAL) | RÃƒÂO | -108.622 | 26.4244 | 2022 | 10 | 1607 | 98 | 107.2 | 2 | 10 | 1 | 1 | Regular
OCPNO4538 | RIO FUERTE 4 | PACÃƒÂFICO NORTE | SINALOA | EL FUERTE | RÃƒÂO FUERTE 2 | RIO FUERTE | LÃƒÂ“TICO (HUMEDAL) | RÃƒÂO | -108.6231 | 26.4344 | 2022 | 10 | 2481 | 52 | 93.1 | 2 | 10 | 1 | 1 | Regular
OCPNO4550 | HIGUERA DE ZARAGOZA | PACÃƒÂFICO NORTE | SINALOA | AHOME | RÃƒÂO FUERTE 2 | RIO FUERTE | LÃƒÂ“TICO (HUMEDAL) | RÃƒÂO | -109.2687 | 25.944 | 2022 | 10 | 3255 | 211 | 46.4 | 2 | 12.66 | 1 | 1 | Regular
OCPNO4552W1 | RH10-4 SINALOA | PACÃƒÂFICO NORTE | SINALOA | AHOME | RÃƒÂO FUERTE 2 | RIO FUERTE | LÃƒÂ“TICO | RÃƒÂO | -109.3482 | 25.8555 | 2022 | 17.4 | 3076 | 754 | 68.1 | 14.2 | 25.08 | 1 | 1 | Regular
OCPNO4558 | PUENTE EL GUAMUCHILITO | PACÃƒÂFICO NORTE | SINALOA | NAVOLATO | RÃƒÂO CULIACÃƒÂN | DREN MARGEN DERECHA | LÃƒÂ“TICO | DREN | -107.7236 | 24.84 | 2022 | 216 | 24196 | 24196 | 27.2 | 91 | 128.67 | 1 | 35.71 | Poor
OCPNO4559 | PUENTE LA PALMA | PACÃƒÂFICO NORTE | SINALOA | NAVOLATO | RÃƒÂO CULIACÃƒÂN | DREN MARGEN DERECHA | LÃƒÂ“TICO | DREN | -107.6543 | 24.8343 | 2022 | 151 | 24196 | 24196 | 26.1 | 97 | 116.46 | 1 | 9.09 | Poor
OCPNO4569 | EL DORADO | PACÃƒÂFICO NORTE | SINALOA | CULIACÃƒÂN | RÃƒÂO SAN LORENZO 2 | RIO SAN LORENZO | LÃƒÂ“TICO (HUMEDAL) | RÃƒÂO | -107.3515 | 24.3115 | 2022 | 10 | 727 | 134 | 77.7 | 2 | 10 | 1 | 1 | Good
OCPNO4570M1 | RH10-3 SINALOA | PACÃƒÂFICO NORTE | SINALOA | CULIACÃƒÂN | RÃƒÂO SAN LORENZO 2 | RIO SAN LORENZO | LÃƒÂ“TICO (HUMEDAL) | RÃƒÂO | -107.3668 | 24.2992 | 2022 | 10 | 2752 | 120 | 65.7 | 2 | 10 | 1 | 1 | Regular
OCPNO4573 | RIO SAN LORENZO 5 | PACÃƒÂFICO NORTE | SINALOA | CULIACÃƒÂN | RÃƒÂO SAN LORENZO 2 | RIO SAN LORENZO | LÃƒÂ“TICO (HUMEDAL) | RÃƒÂO | -107.3195 | 24.3503 | 2022 | 12.4 | 8164 | 5172 | 66.3 | 2 | 10 | 1 | 1 | Regular
OCPNO4574 | RIO SAN LORENZO 6 | PACÃƒÂFICO NORTE | SINALOA | CULIACÃƒÂN | RÃƒÂO SAN LORENZO 2 | RIO SAN LORENZO | LÃƒÂ“TICO (HUMEDAL) | RÃƒÂO | -107.2252 | 24.407 | 2022 | 41.1 | 2359 | 520 | 81.3 | 2 | 10 | 1 | 1 | Regular
OCPNO4576 | PUENTE SAN LORENZO (PUENTE CARRETERA INTERNACIONAL) | PACÃƒÂFICO NORTE | SINALOA | CULIACÃƒÂN | RÃƒÂO SAN LORENZO 2 | RIO SAN LORENZO | LÃƒÂ“TICO | RÃƒÂO | -107.0956 | 24.4461 | 2022 | 114.1 | 19863 | 1014 | 96.8 | 11.3 | 14.21 | 1 | 1 | Regular
OCPNO4578 | RIO SAN LORENZO 7 | PACÃƒÂFICO NORTE | SINALOA | COSALÃƒÂ | RÃƒÂO SAN LORENZO 2 | RIO SAN LORENZO | LÃƒÂ“TICO | RÃƒÂO | -107.0062 | 24.44 | 2022 | 15.8 | 5172 | 2723 | 120.7 | 2 | 10 | 1 | 1 | Regular
OCPNO4579 | RIO SAN LORENZO 8 | PACÃƒÂFICO NORTE | SINALOA | COSALÃƒÂ | RÃƒÂO SAN LORENZO 2 | RIO SAN LORENZO | LÃƒÂ“TICO | RÃƒÂO | -106.9517 | 24.4883 | 2022 | 10.5 | 2613 | 20 | 119.8 | 2 | 10 | 1 | 1 | Regular
OCPNO4585 | RIO ELOTA 7 | PACÃƒÂFICO NORTE | SINALOA | CULIACÃƒÂN | RÃƒÂO HABITAS | RIO ELOTA | LÃƒÂ“TICO | RÃƒÂO | -106.6058 | 24.3983 | 2022 | 230.2 | 15531 | 471 | 106.1 | 5.9 | 10.92 | 1 | 1 | Regular
OCPNO4586 | RIO ELOTA 6 | PACÃƒÂFICO NORTE | SINALOA | COSALÃƒÂ | RÃƒÂO HABITAS | RIO ELOTA | LÃƒÂ“TICO | RÃƒÂO | -106.6459 | 24.3356 | 2022 | 801 | 528 | 75 | 116.2 | 7.1 | 10 | 1 | 1 | Regular
OCPNO4587 | RIO ELOTA SALIDA DE PRESA EL SALTO | PACÃƒÂFICO NORTE | SINALOA | SAN IGNACIO | RÃƒÂO ELOTA | RIO ELOTA | LÃƒÂ“TICO | RÃƒÂO | -106.6817 | 24.1185 | 2022 | 10 | 2613 | 86 | 99.3 | 4.62 | 12.42 | 1 | 1 | Regular
OCPNO4592 | RIO ELOTA 3 | PACÃƒÂFICO NORTE | SINALOA | SAN IGNACIO | RÃƒÂO ELOTA | RIO ELOTA | LÃƒÂ“TICO (HUMEDAL) | ARROYO | -106.6991 | 23.96 | 2022 | 17.8 | 12033 | 537 | 82.9 | 9.6 | 13.25 | 1 | 1 | Regular
OCPNO4593 | PUENTE INTERNACIONAL. (PUENTE ELOTA) | PACÃƒÂFICO NORTE | SINALOA | ELOTA | RÃƒÂO ELOTA | RIO ELOTA | LÃƒÂ“TICO (HUMEDAL) | RÃƒÂO | -106.7139 | 23.9584 | 2022 | 12 | 24196 | 19863 | 93.4 | 4.56 | 14.14 | 1 | 1 | Regular
OCPNO4594 | RIO ELOTA 2 | PACÃƒÂFICO NORTE | SINALOA | ELOTA | RÃƒÂO ELOTA | RIO ELOTA | LÃƒÂ“TICO (HUMEDAL) | RÃƒÂO | -106.7706 | 23.9302 | 2022 | 22 | 63 | 20 | 91.1 | 2 | 12.48 | 1 | 1 | Good
OCPNO4597 | RIO ELOTA 1 | PACÃƒÂFICO NORTE | SINALOA | ELOTA | RÃƒÂO ELOTA | RIO ELOTA | LÃƒÂ“TICO | RÃƒÂO | -106.8918 | 23.9071 | 2022 | 174.2 | 3873 | 520 | 86.3 | 2 | 10 | 1 | 1 | Regular
OCPNO4598 | LA CRUZ | PACÃƒÂFICO NORTE | SINALOA | ELOTA | RÃƒÂO ELOTA | RIO ELOTA | LÃƒÂ“TICO (HUMEDAL) | RÃƒÂO | -106.9174 | 23.8989 | 2022 | 28.8 | 24196 | 142 | 90.8 | 4.32 | 15.81 | 1 | 1 | Regular
OCPNO4604 | RIO PIAXTLA 1 | PACÃƒÂFICO NORTE | SINALOA | SAN IGNACIO | RÃƒÂO PIAXTLA 2 | RIO PIAXTLA | LÃƒÂ“TICO (HUMEDAL) | RÃƒÂO | -106.7879 | 23.7256 | 2022 | 448.8 | 24196 | 2247 | 111.3 | 4.1 | 26.04 | 1 | 1 | Regular
OCPNO4605 | DIMAS | PACÃƒÂFICO NORTE | SINALOA | SAN IGNACIO | RÃƒÂO PIAXTLA 2 | RIO PIAXTLA | LÃƒÂ“TICO (HUMEDAL) | RÃƒÂO | -106.7776 | 23.7339 | 2022 | 450 | 24196 | 8164 | 104.8 | 2 | 23.52 | 1 | 1 | Regular
OCPNO4609 | RIO PIAXTLA CARRETERA INTERNACIONAL | PACÃƒÂFICO NORTE | SINALOA | SAN IGNACIO | RÃƒÂO PIAXTLA 2 | RIO PIAXTLA | LÃƒÂ“TICO | RÃƒÂO | -106.62 | 23.8851 | 2022 | 18.7 | 2014 | 288 | 107.3 | 2 | 10 | 1 | 1 | Regular
OCPNO4610 | RIO PIAXTLA 3 | PACÃƒÂFICO NORTE | SINALOA | SAN IGNACIO | RÃƒÂO PIAXTLA 2 | RIO PIAXTLA | LÃƒÂ“TICO | RÃƒÂO | -106.5353 | 23.9401 | 2022 | 10 | 24196 | 24196 | 97.2 | 2 | 10 | 1 | 1 | Regular
OCPNO4611 | RIO PIAXTLA 2 | PACÃƒÂFICO NORTE | SINALOA | SAN IGNACIO | RÃƒÂO PIAXTLA 2 | RIO PIAXTLA | LÃƒÂ“TICO (HUMEDAL) | RÃƒÂO | -106.4362 | 23.9341 | 2022 | 10 | 24196 | 24196 | 99.4 | 2 | 16.88 | 1 | 1 | Regular
OCPNO4613 | RIO PIAXTLA 4 | PACÃƒÂFICO NORTE | SINALOA | SAN IGNACIO | RÃƒÂO PIAXTLA 2 | RIO PIAXTLA | LÃƒÂ“TICO (HUMEDAL) | RÃƒÂO | -106.4137 | 23.9445 | 2022 | 10 | 24196 | 41 | 95.7 | 2 | 10 | 1 | 1 | Regular
OCPNO4615 | RIO PRESIDIO 5 | PACÃƒÂFICO NORTE | SINALOA | CONCORDIA | RÃƒÂO PRESIDIO 1 | RIO PRESIDIO | LÃƒÂ“TICO (HUMEDAL) | RÃƒÂO | -106.2044 | 23.4773 | 2022 | 21.7 | 1872 | 20 | 107 | 2 | 25.2 | 1 | 1 | Regular
OCPNO4616 | RIO PRESIDIO 4 | PACÃƒÂFICO NORTE | SINALOA | CONCORDIA | RÃƒÂO PRESIDIO 1 | RIO PRESIDIO | LÃƒÂ“TICO | RÃƒÂO | -106.2065 | 23.4097 | 2022 | 20.3 | 3654 | 122 | 103.8 | 2 | 10.92 | 1 | 1 | Regular
OCPNO4617 | RIO PRESIDIO 3 | PACÃƒÂFICO NORTE | SINALOA | MAZATLÃƒÂN | RÃƒÂO PRESIDIO 2 | RIO PRESIDIO | LÃƒÂ“TICO (HUMEDAL) | RÃƒÂO | -106.2453 | 23.3469 | 2022 | 35.4 | 15531 | 2909 | 110 | 2 | 12.6 | 1 | 1 | Regular
OCPNO4620 | RIO PRESIDIO 2 | PACÃƒÂFICO NORTE | SINALOA | MAZATLÃƒÂN | RÃƒÂO PRESIDIO 2 | RIO PRESIDIO | LÃƒÂ“TICO | RÃƒÂO | -106.2339 | 23.2568 | 2022 | 49.3 | 4884 | 2143 | 107.2 | 2 | 22.68 | 1 | 1 | Regular
OCPNO4622 | RIO PRESIDIO 1 | PACÃƒÂFICO NORTE | SINALOA | MAZATLÃƒÂN | RÃƒÂO PRESIDIO 2 | RIO PRESIDIO | LÃƒÂ“TICO | RÃƒÂO | -106.2303 | 23.1823 | 2022 | 568 | 81640 | 9330 | 101.1 | 5 | 71.77 | 1 | 1 | Poor
OCPNO4623 | PUENTE VILLA UNION | PACÃƒÂFICO NORTE | SINALOA | MAZATLÃƒÂN | RÃƒÂO PRESIDIO 2 | RIO PRESIDIO | LÃƒÂ“TICO | RÃƒÂO | -106.2238 | 23.191 | 2022 | 515 | 57940 | 7230 | 95.5 | 2 | 25.08 | 1 | 1 | Regular
OCPNO4624 | EL WALAMO | PACÃƒÂFICO NORTE | SINALOA | MAZATLÃƒÂN | RÃƒÂO PRESIDIO 2 | RIO PRESIDIO | LÃƒÂ“TICO (HUMEDAL) | RÃƒÂO | -106.2527 | 23.1406 | 2022 | 50.5 | 2613 | 359 | 89 | 4.8 | 10 | 1 | 1 | Regular
OCPNO4640 | CHAMETLA | PACÃƒÂFICO NORTE | SINALOA | ROSARIO | RÃƒÂO BALUARTE 2 | RIO BALUARTE | LÃƒÂ“TICO (HUMEDAL) | RÃƒÂO | -105.9634 | 22.8802 | 2022 | 150.5 | 24196 | 3076 | 106.4 | 2 | 10 | 1 | 1 | Regular
OCPNO4651 | AGUAS DEBAJO DE LA DESCARGA DE LA CD. EL ROSARIO | PACÃƒÂFICO NORTE | SINALOA | ROSARIO | RÃƒÂO BALUARTE 2 | RIO BALUARTE | LÃƒÂ“TICO (HUMEDAL) | RÃƒÂO | -105.8638 | 22.9723 | 2022 | 211.8 | 173290 | 61310 | 100.9 | 6.6 | 16.88 | 1 | 1 | Regular
OCPNO4652 | BALUARTE (PUENTE EL ROSARIO) | PACÃƒÂFICO NORTE | SINALOA | ROSARIO | RÃƒÂO BALUARTE 2 | RIO BALUARTE | LÃƒÂ“TICO (HUMEDAL) | RÃƒÂO | -105.8472 | 22.9977 | 2022 | 176.3 | 34480 | 1680 | 102 | 4.5 | 10 | 1 | 1 | Regular
OCPNO4653 | RIO BALUARTE 4 | PACÃƒÂFICO NORTE | SINALOA | ROSARIO | RÃƒÂO BALUARTE 1 | RIO BALUARTE | LÃƒÂ“TICO | RÃƒÂO | -105.8432 | 23.0621 | 2022 | 23.6 | 24196 | 1296 | 106.7 | 2 | 10 | 1 | 1 | Regular
OCPNO4654 | RIO BALUARTE 5 | PACÃƒÂFICO NORTE | SINALOA | ROSARIO | RÃƒÂO BALUARTE 1 | RIO BALUARTE | LÃƒÂ“TICO | RÃƒÂO | -105.8743 | 23.1275 | 2022 | 10 | 2909 | 177 | 123.2 | 2 | 10 | 1 | 1 | Regular
OCPNO4676 | RIO SINALOA 2 | PACÃƒÂFICO NORTE | SINALOA | SINALOA | RÃƒÂO SINALOA 2 | RIO SINALOA | LÃƒÂ“TICO | RÃƒÂO | -108.0897 | 25.9207 | 2022 | 167.5 | 3255 | 2046 | 102.2 | 11.9 | 15.81 | 1 | 1 | Regular
OCPNO4677 | RIO SINALOA 1 | PACÃƒÂFICO NORTE | SINALOA | SINALOA | RÃƒÂO SINALOA 2 | RIO SINALOA | LÃƒÂ“TICO | RÃƒÂO | -108.0972 | 25.9205 | 2022 | 482 | 1553 | 528 | 102.1 | 10.9 | 11.65 | 1 | 1 | Regular
OCPNO4678 | RIO SINALOA 7 | PACÃƒÂFICO NORTE | SINALOA | GUASAVE | RÃƒÂO SINALOA 2 | RIO SINALOA | LÃƒÂ“TICO | RÃƒÂO | -108.3411 | 25.709 | 2022 | 157.7 | 2481 | 798 | 93.2 | 8.6 | 10.82 | 1 | 1 | Regular
OCPNO6550 | RIO SAN LORENZO | PACÃƒÂFICO NORTE | SINALOA | CANELAS | RIO SAN LORENZO 1 | RIO SAN LORENZO | LÃƒÂ“TICO | RÃƒÂO | -106.6892 | 24.6551 | 2022 | 3615 | 3873 | 203 | 86.3 | 7.9 | 145.1 | 1 | 1 | Poor
OCPSU4687 | RIO ATOYAC 9 | PACÃƒÂFICO SUR | OAXACA | OAXACA DE JUÃƒÂREZ | RÃƒÂO ATOYAC-TLAPACOYAN | RIO ATOYAC | LÃƒÂ“TICO | RÃƒÂO | -96.7382 | 17.062 | 2022 | 214.5 | 24000 | 24000 | 47.4 | 6.5 | 73.29 | 1 | 1 | Poor
OCPSU4688 | RIO ATOYAC 10 | PACÃƒÂFICO SUR | OAXACA | SAN JACINTO AMILPAS | RÃƒÂO ATOYAC-TLAPACOYAN | RIO ATOYAC | LÃƒÂ“TICO | RÃƒÂO | -96.7557 | 17.093 | 2022 | 1778.9 | 24000 | 24000 | 48.3 | 10 | 103.29 | 1 | 1 | Poor
OCPSU4690 | RIO ATOYAC 12 | PACÃƒÂFICO SUR | OAXACA | SAN JACINTO AMILPAS | RÃƒÂO ATOYAC-TLAPACOYAN | RIO ATOYAC | LÃƒÂ“TICO | RÃƒÂO | -96.7601 | 17.1011 | 2022 | 3478.6 | 24000 | 24000 | 50.8 | 10.33 | 107.88 | 1 | 1 | Poor
OCPSU4691 | RIO ATOYAC 13 | PACÃƒÂFICO SUR | OAXACA | SAN LORENZO CACAOTEPEC | RÃƒÂO ATOYAC-TLAPACOYAN | RIO ATOYAC | LÃƒÂ“TICO | RÃƒÂO | -96.7738 | 17.1149 | 2022 | 3393.3 | 24000 | 24000 | 48.9 | 8.67 | 92.46 | 1 | 1 | Poor
OCPSU4692 | RIO ATOYAC 14 | PACÃƒÂFICO SUR | OAXACA | SAN LORENZO CACAOTEPEC | RÃƒÂO ATOYAC-TLAPACOYAN | RIO ATOYAC | LÃƒÂ“TICO | RÃƒÂO | -96.7824 | 17.1246 | 2022 | 4700 | 24000 | 24000 | 54.2 | 10.67 | 109.13 | 1 | 1 | Poor
OCPSU4694 | RIO ATOYAC 15 | PACÃƒÂFICO SUR | OAXACA | GUADALUPE ETLA | RÃƒÂO ATOYAC-TLAPACOYAN | RIO ATOYAC | LÃƒÂ“TICO | RÃƒÂO | -96.8054 | 17.1645 | 2022 | 103 | 750 | 390 | 68.3 | 4.29 | 70.38 | 1 | 1 | Poor
OCPSU4695 | RIO ATOYAC 16 | PACÃƒÂFICO SUR | OAXACA | NAZARENO ETLA | RÃƒÂO ATOYAC-TLAPACOYAN | RIO ATOYAC | LÃƒÂ“TICO | RÃƒÂO | -96.8138 | 17.1712 | 2022 | 94 | 4600 | 930 | 65.9 | 4.46 | 72.04 | 1 | 1 | Poor
OCPSU4696 | RIO ATOYAC 17 | PACÃƒÂFICO SUR | OAXACA | REYES ETLA | RÃƒÂO ATOYAC-TLAPACOYAN | RIO ATOYAC | LÃƒÂ“TICO | RÃƒÂO | -96.8279 | 17.2078 | 2022 | 58 | 24000 | 24000 | 66.7 | 2 | 68.29 | 1 | 1 | Poor
OCPSU4696M1 | SAN ANTONIO DE LA CAL 1 | PACÃƒÂFICO SUR | OAXACA | SANTA LUCÃƒÂA DEL CAMINO | RÃƒÂO ATOYAC-SALADO | RIO SALADO | LÃƒÂ“TICO | RÃƒÂO | -96.7043 | 17.0509 | 2022 | 57.9 | 210 | 150 | 10 | 53.33 | 124.54 | 1.76 | 1 | Poor
OCPSU4697 | RIO ATOYAC 18 | PACÃƒÂFICO SUR | OAXACA | REYES ETLA | RÃƒÂO ATOYAC-TLAPACOYAN | RIO ATOYAC | LÃƒÂ“TICO | RÃƒÂO | -96.8276 | 17.2092 | 2022 | 52 | 24000 | 24000 | 60.1 | 2 | 63.71 | 1 | 1 | Poor
OCPSU4697M1 | EL ROSARIO | PACÃƒÂFICO SUR | OAXACA | SANTA LUCÃƒÂA DEL CAMINO | RÃƒÂO ATOYAC-SALADO | RIO SALADO | LÃƒÂ“TICO | RÃƒÂO | -96.6935 | 17.0544 | 2022 | 24 | 24000 | 24000 | 16.5 | 46 | 167.94 | 1 | 1 | Poor
OCPSU4698 | RIO ATOYAC 19 | PACÃƒÂFICO SUR | OAXACA | REYES ETLA | RÃƒÂO ATOYAC-TLAPACOYAN | RIO ATOYAC | LÃƒÂ“TICO | RÃƒÂO | -96.8297 | 17.2149 | 2022 | 170.2 | 1500 | 930 | 74.1 | 5.17 | 59.13 | 1 | 1 | Poor
OCPSU4699 | RIO ATOYAC 20 | PACÃƒÂFICO SUR | OAXACA | REYES ETLA | RÃƒÂO ATOYAC-TLAPACOYAN | RIO ATOYAC | LÃƒÂ“TICO | RÃƒÂO | -96.831 | 17.2166 | 2022 | 163.3 | 24000 | 24000 | 61.8 | 4.33 | 55.38 | 1 | 1 | Poor
OCPSU4701 | RIO ATOYAC HUITZO- PUENTE SERVILLETERO | PACÃƒÂFICO SUR | OAXACA | SAN PABLO HUITZO | RÃƒÂO ATOYAC-TLAPACOYAN | RIO ATOYAC | LÃƒÂ“TICO | RÃƒÂO | -96.9005 | 17.2822 | 2022 | 151.1 | 24000 | 11000 | 63.1 | 6 | 67.46 | 1 | 1 | Poor
OCPSU4702 | RIO ATOYAC 8 | PACÃƒÂFICO SUR | OAXACA | SANTA CRUZ XOXOCOTLÃƒÂN | RÃƒÂO ATOYAC-TLAPACOYAN | RIO ATOYAC | LÃƒÂ“TICO | RÃƒÂO | -96.7271 | 17.0352 | 2022 | 336 | 24000 | 24000 | 40.2 | 14.67 | 127.04 | 1 | 1 | Poor
OCPSU4703 | RIO ATOYAC 7 AGUAS ABAJO DEL PUENTE | PACÃƒÂFICO SUR | OAXACA | SAN AGUSTÃƒÂN DE LAS JUNTAS | RÃƒÂO ATOYAC-TLAPACOYAN | RIO ATOYAC | LÃƒÂ“TICO | RÃƒÂO | -96.7138 | 17.0153 | 2022 | 536.7 | 750 | 230 | 28.4 | 16.67 | 106.21 | 1 | 1 | Poor
OCPSU4706 | RIO ATOYAC 6 | PACÃƒÂFICO SUR | OAXACA | SAN BARTOLO COYOTEPEC | RÃƒÂO ATOYAC-TLAPACOYAN | RIO ATOYAC | LÃƒÂ“TICO | RÃƒÂO | -96.7797 | 16.7662 | 2022 | 47.8 | 24000 | 24000 | 29.1 | 5 | 64.54 | 1 | 1 | Poor
OCPSU4707 | RIO ATOYAC 5 | PACÃƒÂFICO SUR | OAXACA | ÃƒÂNIMAS TRUJANO | RÃƒÂO ATOYAC-TLAPACOYAN | RIO ATOYAC | LÃƒÂ“TICO | RÃƒÂO | -96.7194 | 16.9907 | 2022 | 424 | 930 | 430 | 10 | 30 | 117.46 | 1 | 1 | Poor
OCPSU4713 | PRESA BENITO JUAREZ 1 | PACÃƒÂFICO SUR | OAXACA | SANTA MARÃƒÂA JALAPA DEL MARQUÃƒÂ‰S | RÃƒÂO TEHUANTEPEC 1 | PRESA BENITO JUAREZ | LÃƒÂ“TICO | RÃƒÂO | -95.5251 | 16.4538 | 2022 | 659.5 | 18600 | 1210 | 94.5 | 8.8 | 31.44 | 1 | 1 | Regular
OCPSU4718 | RIO TEHUANTEPEC | PACÃƒÂFICO SUR | OAXACA | SANTA MARÃƒÂA JALAPA DEL MARQUÃƒÂ‰S | RÃƒÂO TEHUANTEPEC 2 | RIO TEHUANTEPEC | LÃƒÂ“TICO | RÃƒÂO | -95.3937 | 16.4428 | 2022 | 10 | 8164 | 3 | 87.2 | 2 | 11.7 | 1 | 1 | Regular
OCPSU4719M1 | LOS PERROS XADANI | PACÃƒÂFICO SUR | OAXACA | SANTA MARÃƒÂA XADANI | RÃƒÂO LOS PERROS 2 | RIO LOS PERROS | LÃƒÂ“TICO | RÃƒÂO | -95.0118 | 16.3828 | 2022 | 39 | 24196 | 24196 | 62.3 | 10 | 10 | 1 | 1 | Regular
OCPSU4720 | RIO TEHUANTEPEC 5 | PACÃƒÂFICO SUR | OAXACA | SANTA MARÃƒÂA MIXTEQUILLA | RÃƒÂO TEHUANTEPEC 2 | RIO TEHUANTEPEC | LÃƒÂ“TICO (HUMEDAL) | RÃƒÂO | -95.2883 | 16.3779 | 2022 | 10 | 17329 | 31 | 87.8 | 2 | 15.88 | 1 | 1 | Regular
OCPSU4722 | RIO TEHUANTEPEC 3 | PACÃƒÂFICO SUR | OAXACA | SANTO DOMINGO TEHUANTEPEC | RÃƒÂO TEHUANTEPEC 2 | RIO TEHUANTEPEC | LÃƒÂ“TICO | RÃƒÂO | -95.2168 | 16.3111 | 2022 | 10 | 11199 | 2282 | 48.6 | 2 | 14.21 | 1 | 1 | Regular
OCPSU4723 | RIO TEHUANTEPEC PUENTE HUILOTEPEC | PACÃƒÂFICO SUR | OAXACA | SAN PEDRO HUILOTEPEC | RÃƒÂO TEHUANTEPEC 2 | RIO TEHUANTEPEC | LÃƒÂ“TICO | RÃƒÂO | -95.1566 | 16.2402 | 2022 | 10 | 2909 | 41 | 85.2 | 2 | 12.54 | 1 | 1 | Regular
OCPSU4724 | RIO TEHUANTEPEC 4 | PACÃƒÂFICO SUR | OAXACA | SALINA CRUZ | RÃƒÂO TEHUANTEPEC 2 | RIO TEHUANTEPEC | LÃƒÂ“TICO | RÃƒÂO | -95.1447 | 16.1907 | 2022 | 10 | 3255 | 20 | 87 | 2 | 10.87 | 1 | 1 | Regular
OCPSU4753 | PUENTE SALTILLO | PACÃƒÂFICO SUR | OAXACA | HEROICA CIUDAD DE JUCHITÃƒÂN DE ZARAGOZA | RÃƒÂO LOS PERROS 2 | RIO LOS PERROS | LÃƒÂ“TICO | RÃƒÂO | -95.0228 | 16.4248 | 2022 | 45.2 | 24196 | 24196 | 75.7 | 16 | 19.32 | 1 | 1 | Regular
OCPSU4754 | PUENTE LOS PERROS | PACÃƒÂFICO SUR | OAXACA | HEROICA CIUDAD DE JUCHITÃƒÂN DE ZARAGOZA | RÃƒÂO LOS PERROS 2 | RIO LOS PERROS | LÃƒÂ“TICO | RÃƒÂO | -95.0257 | 16.4401 | 2022 | 32.7 | 24196 | 15531 | 76 | 16.9 | 18.48 | 1 | 1 | Regular
OCPSU4755 | RIO LOS PERROS 4 | PACÃƒÂFICO SUR | OAXACA | ASUNCIÃƒÂ“N IXTALTEPEC | RÃƒÂO LOS PERROS 2 | RIO LOS PERROS | LÃƒÂ“TICO | RÃƒÂO | -95.0555 | 16.5005 | 2022 | 31.9 | 24196 | 12033 | 86.4 | 16.8 | 19.32 | 1 | 1 | Regular
OCPSU4756 | RIO LOS PERROS 3 | PACÃƒÂFICO SUR | OAXACA | ASUNCIÃƒÂ“N IXTALTEPEC | RÃƒÂO LOS PERROS 2 | RIO LOS PERROS | LÃƒÂ“TICO | RÃƒÂO | -95.0687 | 16.5237 | 2022 | 33 | 24196 | 6131 | 91.3 | 15.5 | 17.64 | 1 | 1 | Regular
OCPSU4757 | RIO LOS PERROS 2 | PACÃƒÂFICO SUR | OAXACA | SANTO DOMINGO CHIHUITÃƒÂN | RÃƒÂO LOS PERROS 1 | RIO LOS PERROS | LÃƒÂ“TICO | RÃƒÂO | -95.1757 | 16.6114 | 2022 | 27.5 | 12033 | 278 | 92.9 | 4.72 | 10 | 1 | 1 | Regular
OCPSU4758 | RIO LOS PERROS 5 | PACÃƒÂFICO SUR | OAXACA | SANTIAGO LAOLLAGA | RÃƒÂO LOS PERROS 1 | RIO LOS PERROS | LÃƒÂ“TICO | RÃƒÂO | -95.2387 | 16.624 | 2022 | 25.4 | 11199 | 771 | 94.7 | 17.6 | 20.16 | 1 | 1 | Regular
OCPSU4850 | CORTINA PRESA DERIVADORA (ANTES PUENTE CARRETERO) | PACÃƒÂFICO SUR | OAXACA | SANTIAGO JAMILTEPEC | RÃƒÂO VERDE | RIO VERDE | LÃƒÂ“TICO (HUMEDAL) | RÃƒÂO | -97.7327 | 16.108 | 2022 | 94 | 24000 | 2100 | 62.3 | 2 | 24.27 | 1 | 1 | Regular
OCPSU4852M1 | RIO VERDE 2 CHARCO REDONDO | PACÃƒÂFICO SUR | OAXACA | VILLA DE TUTUTEPEC | RÃƒÂO VERDE | RIO VERDE | LÃƒÂ“TICO | RÃƒÂO | -97.751 | 16.0394 | 2022 | 251.2 | 24000 | 24000 | 64.7 | 2 | 65.79 | 1 | 1 | Poor
OCPSU4863 | RIO VERDE 9 | PACÃƒÂFICO SUR | OAXACA | SAN MATEO SINDIHUI | RÃƒÂO SORDO-YOLOTEPEC | RIO VERDE | LÃƒÂ“TICO | RÃƒÂO | -97.3942 | 16.9668 | 2022 | 84 | 24000 | 4600 | 61.7 | 2 | 32.88 | 1 | 1 | Regular
OCPSU4864 | RIO VERDE REFERENCIA | PACÃƒÂFICO SUR | OAXACA | SAN MATEO SINDIHUI | RÃƒÂO SORDO-YOLOTEPEC | RIO VERDE | LÃƒÂ“TICO | RÃƒÂO | -97.3639 | 17.0404 | 2022 | 80 | 24000 | 11000 | 60.2 | 2 | 35.38 | 1 | 1 | Regular
OCPSU4866 | RIO ATOYAC 4 | PACÃƒÂFICO SUR | OAXACA | LA COMPAÃƒÂ‘ÃƒÂA | RÃƒÂO ATOYAC-PASO DE LA REINA | RIO ATOYAC | LÃƒÂ“TICO | RÃƒÂO | -96.8062 | 16.5456 | 2022 | 486.7 | 24000 | 1500 | 54.4 | 18 | 81.63 | 1 | 1 | Poor
OCPSU4867 | RIO ATOYAC 3 | PACÃƒÂFICO SUR | OAXACA | LA COMPAÃƒÂ‘ÃƒÂA | RÃƒÂO ATOYAC-PASO DE LA REINA | RIO ATOYAC | LÃƒÂ“TICO | RÃƒÂO | -96.8059 | 16.5446 | 2022 | 646.2 | 24000 | 24000 | 57.6 | 17 | 86.63 | 1 | 1 | Poor
OCPSU4869 | RIO ATOYAC 2 | PACÃƒÂFICO SUR | OAXACA | HEROICA CIUDAD DE EJUTLA DE CRESPO | RÃƒÂO ATOYAC-PASO DE LA REINA | RIO ATOYAC | LÃƒÂ“TICO | RÃƒÂO | -96.8036 | 16.4633 | 2022 | 143.7 | 24000 | 24000 | 51.3 | 14.5 | 72.46 | 1 | 1 | Poor
OCPSU4870 | RIO ATOYAC 1 | PACÃƒÂFICO SUR | OAXACA | YOGANA | RÃƒÂO ATOYAC-PASO DE LA REINA | RIO ATOYAC | LÃƒÂ“TICO | RÃƒÂO | -96.8053 | 16.4596 | 2022 | 225 | 24000 | 1500 | 65.2 | 17.5 | 77.46 | 1 | 1 | Poor
OCRBR5009M1 | PARQUE NACATAZ | RÃƒÂO BRAVO | NUEVO LEÃƒÂ“N | GARCÃƒÂA | RÃƒÂO PESQUERÃƒÂA | RIO PESQUERIA | LÃƒÂ“TICO | RÃƒÂO | -100.6432 | 25.7977 | 2022 | 10 | 93 | 43 | 88 | 2 | 10 | 1 | 1 | Good
OCRBR5011M1 | RIO PESQUERIA PUENTE LINCOLN | RÃƒÂO BRAVO | NUEVO LEÃƒÂ“N | GARCÃƒÂA | RÃƒÂO PESQUERÃƒÂA | RIO PESQUERIA | LÃƒÂ“TICO | RÃƒÂO | -100.4872 | 25.7873 | 2022 | 28 | 2400 | 1100 | 48 | 8.87 | 42.87 | 1 | 1 | Poor
OCRBR5016M1 | RIO PESQUERIA AGUAS ARRIBA PTAR NORTE | RÃƒÂO BRAVO | NUEVO LEÃƒÂ“N | GENERAL ESCOBEDO | RÃƒÂO PESQUERÃƒÂA | RIO PESQUERIA | LÃƒÂ“TICO | RÃƒÂO | -100.2927 | 25.8015 | 2022 | 10 | 2400 | 1100 | 22 | 12.23 | 33.04 | 1 | 1 | Regular
OCRBR5017M1 | RIO PESQUERIA AGUAS ABAJO PTAR NORTE | RÃƒÂO BRAVO | NUEVO LEÃƒÂ“N | GENERAL ESCOBEDO | RÃƒÂO PESQUERÃƒÂA | RIO PESQUERIA | LÃƒÂ“TICO | RÃƒÂO | -100.2806 | 25.8021 | 2022 | 13 | 2400 | 11 | 67 | 20.63 | 33.73 | 1 | 1 | Regular
OCRBR5029M1 | RIO PESQUERIA (AGUAS ARRIBA PTAR SANTA ROSA) | RÃƒÂO BRAVO | NUEVO LEÃƒÂ“N | APODACA | RÃƒÂO PESQUERÃƒÂA | RIO PESQUERIA | LÃƒÂ“TICO | RÃƒÂO | -100.2124 | 25.831 | 2022 | 34 | 2400 | 2400 | 32 | 20.8 | 49.57 | 1 | 1 | Poor
OCRBR5030M1 | RIO PESQUERIA (AGUAS ABAJO PTAR SANTA ROSA) | RÃƒÂO BRAVO | NUEVO LEÃƒÂ“N | APODACA | RÃƒÂO PESQUERÃƒÂA | RIO PESQUERIA | LÃƒÂ“TICO | RÃƒÂO | -100.2003 | 25.8283 | 2022 | 13 | 2400 | 2400 | 38 | 17.2 | 38.77 | 1 | 1 | Regular
OCRBR5031M1 | TOPO CHICO (AGUAS ARRIBA PTAR AGUA FRIA) | RÃƒÂO BRAVO | NUEVO LEÃƒÂ“N | APODACA | RÃƒÂO PESQUERÃƒÂA | ARROYO TOPO CHICO | LÃƒÂ“TICO | ARROYO | -100.1718 | 25.8091 | 2022 | 10 | 2400 | 210 | 11 | 14.37 | 38.63 | 1 | 1 | Regular
OCRBR5032M1 | TOPO CHICO (AGUAS ABAJO PTAR AGUA FRIA) | RÃƒÂO BRAVO | NUEVO LEÃƒÂ“N | APODACA | RÃƒÂO PESQUERÃƒÂA | ARROYO TOPO CHICO | LÃƒÂ“TICO | ARROYO | -100.1642 | 25.8194 | 2022 | 10 | 2400 | 75 | 17 | 11.97 | 29.18 | 1 | 1 | Regular
OCRBR5038M1 | LA SILLA | RÃƒÂO BRAVO | NUEVO LEÃƒÂ“N | GUADALUPE | RÃƒÂO SAN JUAN 1 | RIO LA SILLA | LÃƒÂ“TICO | RÃƒÂO | -100.191 | 25.6824 | 2022 | 10 | 2400 | 2400 | 40 | 2 | 26.77 | 1 | 1 | Regular
OCRBR5044M1 | LA ARENA | RÃƒÂO BRAVO | NUEVO LEÃƒÂ“N | PESQUERÃƒÂA | RÃƒÂO PESQUERÃƒÂA | RIO PESQUERIA | LÃƒÂ“TICO | RÃƒÂO | -100.0087 | 25.7712 | 2022 | 10 | 2400 | 2400 | 74 | 21.4 | 37.51 | 1 | 1 | Regular
OCRBR5049M1 | LOS RAMONES | RÃƒÂO BRAVO | NUEVO LEÃƒÂ“N | LOS RAMONES | RÃƒÂO PESQUERÃƒÂA | RIO PESQUERIA | LÃƒÂ“TICO | RÃƒÂO | -99.6221 | 25.6944 | 2022 | 126 | 2400 | 2400 | 85 | 9.73 | 59.98 | 1 | 1 | Poor
OCRBR5053M1 | LOS HERRERA | RÃƒÂO BRAVO | NUEVO LEÃƒÂ“N | LOS HERRERAS | RÃƒÂO SAN JUAN 2 | RIO PESQUERIA | LÃƒÂ“TICO | RÃƒÂO | -99.4003 | 25.8994 | 2022 | 107 | 2400 | 2400 | 90 | 5.93 | 85.86 | 1 | 1 | Poor
OCRBR5059M1 | LAS ENRAMADAS | RÃƒÂO BRAVO | NUEVO LEÃƒÂ“N | LOS RAMONES | RÃƒÂO SAN JUAN 1 | RIO SAN JUAN | LÃƒÂ“TICO | RÃƒÂO | -99.5181 | 25.5007 | 2022 | 10 | 2400 | 2400 | 86 | 2 | 10 | 1 | 1 | Regular
OCRBR5067M1 | CADEREYTA | RÃƒÂO BRAVO | NUEVO LEÃƒÂ“N | CADEREYTA JIMÃƒÂ‰NEZ | RÃƒÂO SAN JUAN 1 | RIO SANTA CATARINA | LÃƒÂ“TICO | RÃƒÂO | -99.9926 | 25.5963 | 2022 | 32 | 2400 | 460 | 66 | 12.17 | 86.62 | 1 | 1 | Poor
OCRBR5077M1 | RIO RAMOS | RÃƒÂO BRAVO | NUEVO LEÃƒÂ“N | ALLENDE | RÃƒÂO SAN JUAN 1 | RIO RAMOS | LÃƒÂ“TICO | RÃƒÂO | -100.016 | 25.2571 | 2022 | 10 | 2400 | 2400 | 96 | 2 | 20.92 | 1 | 1 | Regular
OCRBR5078M1 | RIO BLANQUILLO | RÃƒÂO BRAVO | NUEVO LEÃƒÂ“N | MONTEMORELOS | RÃƒÂO SAN JUAN 1 | RIO BLANQUILLO | LÃƒÂ“TICO | RÃƒÂO | -99.9403 | 25.2296 | 2022 | 10 | 2400 | 2400 | 94 | 2 | 10 | 1 | 1 | Regular
OCRBR5082M1 | RIO PILON | RÃƒÂO BRAVO | NUEVO LEÃƒÂ“N | MONTEMORELOS | RÃƒÂO SAN JUAN 1 | RIO PILON | LÃƒÂ“TICO | RÃƒÂO | -99.8637 | 25.1733 | 2022 | 10 | 2400 | 2400 | 87 | 2 | 32.64 | 1 | 1 | Regular
OCRBR5099M1 | EL POPOTE (O CAMACHO) | RÃƒÂO BRAVO | NUEVO LEÃƒÂ“N | LINARES | RÃƒÂO PABLILLO 2 | RIO CAMACHO | LÃƒÂ“TICO | RÃƒÂO | -99.4885 | 24.8985 | 2022 | 10 | 2400 | 2400 | 84 | 2 | 10 | 1 | 1 | Regular
OCRBR5111M1 | PUENTE INTERNACIONAL VIEJO MATAMOROS. | RÃƒÂO BRAVO | TAMAULIPAS | MATAMOROS | RÃƒÂO BRAVO 13 | RIO BRAVO | LÃƒÂ“TICO (HUMEDAL) | RÃƒÂO | -97.5186 | 25.8857 | 2022 | 10 | 2400 | 460 | 78 | 2 | 10 | 1 | 1 | Regular
OCRBR5122M1 | AGUAS ABAJO DE PUENTE INTERNACIONAL NUEVO PROGRESO | RÃƒÂO BRAVO | TAMAULIPAS | RÃƒÂO BRAVO | RÃƒÂO BRAVO 13 | RIO BRAVO | LÃƒÂ“TICO | RÃƒÂO | -97.9394 | 26.0548 | 2022 | 38 | 2400 | 240 | 85 | 2 | 12.49 | 1 | 1 | Regular
OCRBR5123M1W1 | REPRESA EL RETAMAL | RÃƒÂO BRAVO | TAMAULIPAS | RÃƒÂO BRAVO | RÃƒÂO BRAVO 13 | PE. DERIV. EL RETAMAL | LÃƒÂ“TICO | RÃƒÂO | -98.0341 | 26.053 | 2022 | 44 | 1100 | 210 | 86 | 2 | 41.05 | 1 | 1 | Poor
OCRBR5127M1 | RIO BRAVO 1 | RÃƒÂO BRAVO | TAMAULIPAS | RÃƒÂO BRAVO | RÃƒÂO BRAVO 13 | RIO BRAVO | LÃƒÂ“TICO | RÃƒÂO | -98.1256 | 26.0616 | 2022 | 40 | 2400 | 460 | 86 | 4.1 | 47.13 | 1 | 1 | Poor
OCRBR5129M1 | RIO BRAVO 2 | RÃƒÂO BRAVO | TAMAULIPAS | REYNOSA | RÃƒÂO BRAVO 13 | RIO BRAVO | LÃƒÂ“TICO | RÃƒÂO | -98.2275 | 26.077 | 2022 | 29 | 1100 | 150 | 86 | 2.05 | 19.01 | 1 | 1 | Regular
OCRBR5131M1 | AGUAS ABAJO DEL PUENTE INTERNACIONAL REYNOSA | RÃƒÂO BRAVO | TAMAULIPAS | REYNOSA | RÃƒÂO BRAVO 13 | RIO BRAVO | LÃƒÂ“TICO | RÃƒÂO | -98.2649 | 26.0854 | 2022 | 30 | 2400 | 2400 | 87 | 2.05 | 36.71 | 1 | 1 | Regular
OCRBR5132M1 | RIO BRAVO AGUAS ARRIBA PUENTE INTERNACIONAL REYNOSA | RÃƒÂO BRAVO | TAMAULIPAS | REYNOSA | RÃƒÂO BRAVO 13 | RIO BRAVO | LÃƒÂ“TICO | RÃƒÂO | -98.2863 | 26.1024 | 2022 | 28 | 2400 | 2400 | 85 | 2.05 | 10 | 1 | 1 | Regular
OCRBR5134M1 | RIO BRAVO 3 | RÃƒÂO BRAVO | TAMAULIPAS | REYNOSA | RÃƒÂO BRAVO 13 | RIO BRAVO | LÃƒÂ“TICO | RÃƒÂO | -98.3315 | 26.1313 | 2022 | 10 | 43 | 43 | 78 | 3.73 | 10 | 1 | 1 | Good
OCRBR5136M1 | RIO BRAVO 4 (AL NORESTE DE GUSTAVO DIAZ ORDAZ) | RÃƒÂO BRAVO | TAMAULIPAS | GUSTAVO DÃƒÂAZ ORDAZ | RÃƒÂO BRAVO 12 | RIO BRAVO | LÃƒÂ“TICO | RÃƒÂO | -98.5654 | 26.2393 | 2022 | 10 | 210 | 210 | 85 | 2.65 | 30.77 | 1 | 1 | Good
OCRBR5140M1 | RIO BRAVO (AGUAS ABAJO DREN RANCHERIAS) | RÃƒÂO BRAVO | TAMAULIPAS | CAMARGO | RÃƒÂO BRAVO 12 | RIO BRAVO | LÃƒÂ“TICO | RÃƒÂO | -98.895 | 26.3536 | 2022 | 10 | 150 | 93 | 69 | 2.05 | 16.11 | 1 | 1 | Good
OCRBR5193M1 | PUENTE INTERNACIONAL MIGUEL ALEMAN | RÃƒÂO BRAVO | TAMAULIPAS | MIGUEL ALEMÃƒÂN | RÃƒÂO BRAVO 12 | RIO BRAVO | LÃƒÂ“TICO | RÃƒÂO | -99.0194 | 26.4035 | 2022 | 10 | 2400 | 2400 | 91 | 2 | 43.56 | 1 | 1 | Poor
OCRBR5208M1 | PUENTE INTERNACIONAL I NUEVO LAREDO | RÃƒÂO BRAVO | TAMAULIPAS | NUEVO LAREDO | RÃƒÂO BRAVO 11 | RIO BRAVO | LÃƒÂ“TICO | RÃƒÂO | -99.5073 | 27.499 | 2022 | 84 | 2400 | 2400 | 87 | 3.33 | 52.69 | 1 | 1 | Poor
OCRBR5209M1 | RIO BRAVO FRENTE A COMAPA | RÃƒÂO BRAVO | TAMAULIPAS | NUEVO LAREDO | RÃƒÂO BRAVO 10 | RIO BRAVO | LÃƒÂ“TICO | RÃƒÂO | -99.5222 | 27.4963 | 2022 | 100 | 1100 | 1100 | 87 | 2.61 | 39.48 | 1 | 1 | Regular
PUENTE EL OLMO 2 | PUENTE EL OLMO 2 | RÃƒÂO BRAVO | COAHUILA DE ZARAGOZA | ACUÃƒÂ‘AÃ‚Â | RÃƒÂO BRAVO 6 | DATO PENDIENTE | LÃƒÂ“TICO | ARROYO | -101.0695 | 29.4098 | 2022 | 10 | 794 | 52 | 28.3 | 2 | 10 | 1 | 1 | Regular
RIO EL COLORADO | RIO EL COLORADO | GOLFO CENTRO | VERACRUZ DE IGNACIO DE LA LLAVE | COATZACOALCOS | LLANURAS DE COATZACOALCOS | RIO COLORADO | LÃƒÂ“TICO | RÃƒÂO | -94.3477 | 18.159 | 2022 | 10 | 11000 | 2100 | 71.2 | 2 | 26 | 1 | 1 | Regular
RIO SANTO DOMINGO (REF) | RÃƒÂO SANTO DOMINGO (REF.) | GOLFO CENTRO | OAXACA | SAN JUAN BAUTISTA TUXTEPEC | RIO SANTO DOMINGO | RIO SANTO DOMINGO | LÃƒÂ“TICO | RÃƒÂO | -96.2588 | 18.0052 | 2022 | 10 | 230 | 90 | 88.8 | 2 | 10.14 | 1 | 1 | Good
SANTO DOMINGO | SANTO DOMINGO | GOLFO CENTRO | OAXACA | SAN JUAN BAUTISTA TUXTEPEC | RIO SANTO DOMINGO | RIO SANTO DOMINGO | LÃƒÂ“TICO | RÃƒÂO | -96.1986 | 18.0229 | 2022 | 10 | 11000 | 4600 | 72.1 | 2 | 10 | 1 | 1 | Regular
SC-07 | PMRC 1 | FRONTERA SUR | TABASCO | PARAISO | CAXCUCHAPA | RÃƒÂO CUXCUCHAPA | LÃƒÂ“TICO Y SEDIMENTOS | RÃƒÂO | -93.0847 | 18.3691 | 2022 | 12.8 | 12372 | 82.5 | 50.15 | 2 | 32.69 | 1 | 1 | Regular
SC-08 | PM ESTACIÃƒÂ“N 22 | FRONTERA SUR | TABASCO | JALPA DE MENDEZ | CAXCUCHAPA | RÃƒÂO CUXCUCHAPA | LÃƒÂ“TICO | RÃƒÂO | -93.0845 | 18.3275 | 2022 | 10 | 10830.5 | 2504 | 15.6 | 2.02 | 40.87 | 1 | 1 | Poor
SC-09 | PM SITIO 2 REF 1 | FRONTERA SUR | TABASCO | PARAISO | CAXCUCHAPA | RÃƒÂO SECO | LÃƒÂ“TICO Y SEDIMENTOS | RÃƒÂO | -93.2072 | 18.4124 | 2022 | 10 | 24196 | 12141 | 14.05 | 9.6 | 49.72 | 1 | 1 | Poor
SC-18 | PM R HONDO | FRONTERA SUR | TABASCO | PARAISO | EL CARRIZAL | ARROYO HONDO | LÃƒÂ“TICO | ARROYO | -93.0637 | 18.3819 | 2022 | 20.7 | 1122 | 63 | 46.65 | 2 | 10 | 1 | 1 | Regular
SD-11 | HUMEDALES DE MONTAÃƒÂ‘A MARÃƒÂA EUGENIA | FRONTERA SUR | CHIAPAS | SAN CRISTOBAL DE LAS CASAS | FRONTERA SUR | HUMEDAL | LÃƒÂ“TICO | LAGUNA | -92.6185 | 16.7094 | 2022 | 42 | 28 | 7 | 74.8 | 37.44 | 42.11 | 1 | 1 | Poor
SITIO NUEVO 1 | RÃƒÂO ESLAVA 2 | AGUAS DEL VALLE DE MÃƒÂ‰XICO | CIUDAD DE MÃƒÂ‰XICO | LA MAGDALENA CONTRERAS | CIUDAD DE MÃƒÂ‰XICO | RÃƒÂO ESLAVA | LÃƒÂ“TICO | RÃƒÂO | -99.2371 | 19.3025 | 2022 | 157.15 | 480420980 | 19505980 | 10 | 386 | 796.11 | 2.63 | 25.64 | Poor
SITIO NUEVO 3 | SEGUNDO DINAMO | AGUAS DEL VALLE DE MÃƒÂ‰XICO | CIUDAD DE MÃƒÂ‰XICO | LA MAGDALENA CONTRERAS | CIUDAD DE MÃƒÂ‰XICO | RÃƒÂO MAGDALENA | LÃƒÂ“TICO | RÃƒÂO | -99.2732 | 19.285 | 2022 | 10 | 88 | 21 | 97.8 | 3.12 | 10 | 1 | 1.2 | Good
SITIO NUEVO 4 | LA CAÃƒÂ‘ADA | AGUAS DEL VALLE DE MÃƒÂ‰XICO | CIUDAD DE MÃƒÂ‰XICO | LA MAGDALENA CONTRERAS | CIUDAD DE MÃƒÂ‰XICO | RÃƒÂO MAGDALENA | LÃƒÂ“TICO | RÃƒÂO | -99.2511 | 19.2998 | 2022 | 10 | 546.5 | 161 | 96.5 | 2 | 10 | 1 | 1 | Good
Sitio Sin Clave | RECICLAGUA AGUAS ABAJO | LERMA SANTIAGO PACÃƒÂFICO | ESTADO DE MÃƒÂ‰XICO | LERMA | LERMA SANTIAGO PACÃƒÂFICO | RÃƒÂO LERMA | LÃƒÂ“TICO A - TIPO 9 | RÃƒÂO | -99.5217 | 19.2947 | 2022 | 147.6 | 241960 | 241960 | 10 | 80.5 | 266.75 | 1 | 1 | Poor
U. RIEGO RIO DE TLAPALA A.C | UNIDAD DE RIEGO RIO DE TLAPALA A.C | BALSAS | ESTADO DE MÃƒÂ‰XICO | COATEPEC HARINAS | RÃƒÂO AMACUZAC | DATO PENDIENTE | LÃƒÂ“TICO | RÃƒÂO | -99.7583 | 18.9274 | 2022 | 14.3 | 148 | 63 | 100.7 | 2 | 10 | 1 | 1 | Good
U. RIEGO VECINOS DE ACUITLAPILCO | UNIDAD DE RIEGO VECINOS DE ACUITLAPILCO | BALSAS | ESTADO DE MÃƒÂ‰XICO | COATEPEC HARINAS | RÃƒÂO AMACUZAC | DATO PENDIENTE | LÃƒÂ“TICO | CANAL | -99.7867 | 18.9072 | 2022 | 28.6 | 4611 | 3448 | 85.6 | 2 | 10 | 1 | 1 | Regular
U. RIEGO VECINOS DE PUERTA GRANDE Y MALINALTENANGO | UNIDAD DE RIEGO VECINOS DE PUERTA GRANDE Y MALINALTENANGO | BALSAS | ESTADO DE MÃƒÂ‰XICO | COATEPEC HARINAS | RÃƒÂO AMACUZAC | DATO PENDIENTE | LÃƒÂ“TICO | CANAL | -99.8074 | 18.9046 | 2022 | 26 | 309 | 259 | 91.8 | 6.72 | 65.03 | 1 | 1 | Poor
U. RIEGO VECINOS DEL PUEBLO DE MALINALTENANGO | UNIDAD DE RIEGO VECINOS DEL PUEBLO DE MALINALTENANGO | BALSAS | ESTADO DE MÃƒÂ‰XICO | COATEPEC HARINAS | RÃƒÂO AMACUZAC | DATO PENDIENTE | LÃƒÂ“TICO | CANAL | -99.7819 | 18.9019 | 2022 | 10 | 24196 | 1842 | 79.6 | 4.4 | 15.73 | 1 | 1 | Regular

## Table S8
Table S8. Report generated by the AQuA-P software for coastal waters sampled by CONAGUA in 2022, that includes three sections: the metadata, the contaminant parameters, and the water quality classification for each sample.
KEY | SITE | BASIN | STATE | MUNICIPALITY | AQUIFER | WATER BODY | TYPE | SUBTYPE | LONGITUDE | LATITUDE | PERIOD | TSS | FC | ODs% | ODm% | ODb% | FE | TF15s | TF15b | Water quality classification | Water quality classification hybrid
DLBAJ170 | LAGUNA SAN IGNACIO | PENÃƒÂNSULA DE BAJA CALIFORNIA | BAJA CALIFORNIA SUR | MULEGÃƒÂ‰ | SAN IGNACIO | TRANSICION LAGUNA - MAR | COSTERO (HUMEDAL) | LAGUNA | -113.2707 | 26.7362 | 2022 | 11.1 | 3 | 100.2 | 95.3 | 95.3 | 3 | 1 | 1 | Good
DLBAJ180 | LAGUNA OJO DE LIEBRE 2 SEG16 ISA10B (DESEMBOCADURA) | PENÃƒÂNSULA DE BAJA CALIFORNIA | BAJA CALIFORNIA SUR | MULEGÃƒÂ‰ | VIZCAÃƒÂNO | TRANSICION LAGUNA - MAR | COSTERO (HUMEDAL) | LAGUNA | -114.2786 | 27.8692 | 2022 | 12.2 | 3 | 111 | 109.9 | 107.2 | 3 | 1 | 1 | Good
DLBAJ195 | BAHIA MAGDALENA (PUERTO ADOLFO LOPEZ MATEOS) | PENÃƒÂNSULA DE BAJA CALIFORNIA | BAJA CALIFORNIA SUR | COMONDÃƒÂš | LA PURÃƒÂSIMA | BAHIA MAGDALENA | COSTERO | BAHIA | -112.1234 | 25.1991 | 2022 | 61.2 | 24196 | 75.5 | 76.4 | 79.2 | 108 | 1 | 1 | Regular
DLBAJ197 | BAHIA MAGDALENA 1 | PENÃƒÂNSULA DE BAJA CALIFORNIA | BAJA CALIFORNIA SUR | COMONDÃƒÂš | LA PURÃƒÂSIMA | BAHIA MAGDALENA | COSTERO | BAHIA | -112.0109 | 24.6799 | 2022 | 52.9 | 3 | 90.8 | 90 | 90.6 | 3 | 1 | 1 | Good
DLBAJ205 | BOCANA LOPEZ MATEOS | PENÃƒÂNSULA DE BAJA CALIFORNIA | BAJA CALIFORNIA SUR | COMONDÃƒÂš | LA PURÃƒÂSIMA | BAHIA MAGDALENA | COSTERO | BAHIA | -112.1167 | 25.2669 | 2022 | 33.2 | 1664 | 96.8 | 94.4 | 97.6 | 3 | 1 | 1 | Regular
DLBAJ57 | BAHIA DE LA PAZ PUERTO PILCHILINGUE | PENÃƒÂNSULA DE BAJA CALIFORNIA | BAJA CALIFORNIA SUR | LA PAZ | EL COYOTE | BAHIA DE LA PAZ | COSTERO (HUMEDAL) | BAHIA | -110.3285 | 24.2752 | 2022 | 14.6 | 31 | 102.7 | 101.8 | 101.1 | 3 | 1 | 1 | Good
DLBAJ96 | BAHIA SAN JOSE DEL CABO | PENÃƒÂNSULA DE BAJA CALIFORNIA | BAJA CALIFORNIA SUR | LOS CABOS | SAN JOSÃƒÂ‰ DEL CABO | BAHIA SAN JOSE DEL CABO | COSTERO | BAHIA | -109.6889 | 23.0431 | 2022 | 29.5 | 3 | 112.4 | 108.7 | 106.1 | 3 | 1 | 1 | Good
DLBAJ99 | BAHIA SAN JOSE DEL CABO1 | PENÃƒÂNSULA DE BAJA CALIFORNIA | BAJA CALIFORNIA SUR | LOS CABOS | SAN JOSÃƒÂ‰ DEL CABO | BAHIA SAN JOSE DEL CABO | COSTERO | BAHIA | -109.7136 | 23.014 | 2022 | 16.1 | 3 | 110.2 | 107.2 | 108.9 | 3 | 1 | 1 | Good
DLGUE1272 | LAGUNA DE COYUCA 2 | PACÃƒÂFICO SUR | GUERRERO | COYUCA DE BENÃƒÂTEZ | LAGUNA DE COYUCA | LAGUNA DE COYUCA | COSTERO (HUMEDAL) | LAGUNA | -100.0004 | 16.9387 | 2022 | 10 | 1500 | 74.1 | 56.8 | 34.8 | 3 | 1 | 1 | Regular
DLMIC1527 | RIO BALSAS 1 | BALSAS | MICHOACÃƒÂN DE OCAMPO | LÃƒÂZARO CÃƒÂRDENAS | RÃƒÂO BAJO BALSAS | RIO BALSAS 1 | LÃƒÂ“TICO - COSTERO | DESCARGA | -102.1815 | 17.9317 | 2022 | 10 | 24196 | 91.5 | 83.5 | 68.8 | 199 | 1 | 1 | Regular
DLMIC1584 | RIO BALSAS 2 | BALSAS | MICHOACÃƒÂN DE OCAMPO | LÃƒÂZARO CÃƒÂRDENAS | RÃƒÂO BAJO BALSAS | RIO BALSAS | LÃƒÂ“TICO - COSTERO (HUMEDAL) | RÃƒÂO | -102.1697 | 17.9495 | 2022 | 10 | 218 | 121.8 | 114.5 | 99 | 10 | 1 | 1 | Good
DLNAY1826W1 | LAGUNA AGUA GRANDE DESEMBOCADURA (ESTERO TEACAPAN DESEMBOCADURA) | PACÃƒÂFICO NORTE | NAYARIT | TECUALA | GRUPO DE CORRIENTES MARISMAS NACIONALES | ESTERO TEACAPAN | COSTERO (HUMEDAL) | ESTERO | -105.7456 | 22.5381 | 2022 | 40.2 | 63 | 83.4 | 72.7 | 65 | 3 | 1 | 1 | Good
DLNAY1885 | RIO SAN PEDRO 12 | PACÃƒÂFICO NORTE | NAYARIT | SANTIAGO IXCUINTLA | GRUPO DE CORRIENTES MARISMAS NACIONALES | RIO SAN PEDRO | COSTERO (HUMEDAL) | OCÃƒÂ‰ANO-MAR | -105.4919 | 21.7687 | 2022 | 34.4 | 393 | 78.7 | 66.9 | 56.7 | 3 | 1 | 1 | Good
DLNAY1945 | LAGUNA AGUA BRAVA 4 | PACÃƒÂFICO NORTE | NAYARIT | SANTIAGO IXCUINTLA | GRUPO DE CORRIENTES MARISMAS NACIONALES | LAGUNA AGUA BRAVA | COSTERO (HUMEDAL) | LAGUNA | -105.554 | 22.1228 | 2022 | 40 | 295 | 74.4 | 65.5 | 57.2 | 3 | 1 | 1 | Good
DLNAY1946W1 | LAGUNA AGUA BRAVA 2 | PACÃƒÂFICO NORTE | NAYARIT | SANTIAGO IXCUINTLA | GRUPO DE CORRIENTES MARISMAS NACIONALES | LAGUNA AGUA BRAVA | LÃƒÂ‰NTICO - COSTERO (HUMEDAL) | LAGUNA | -105.5344 | 22.0897 | 2022 | 68.9 | 504 | 75.3 | 71.1 | 65.6 | 3 | 1 | 1 | Good
DLNAY1950 | CANAL DE CUAUTLA | PACÃƒÂFICO NORTE | NAYARIT | SANTIAGO IXCUINTLA | GRUPO DE CORRIENTES MARISMAS NACIONALES | ESTERO CUAUTLA | COSTERO (HUMEDAL) | ESTERO | -105.6182 | 22.214 | 2022 | 22.3 | 279 | 85.4 | 78.6 | 65.1 | 10 | 1 | 1 | Good
DLNAY1951W1 | DESEMBOCADURA LAGUNA AGUA BRAVA | PACÃƒÂFICO NORTE | NAYARIT | SANTIAGO IXCUINTLA | GRUPO DE CORRIENTES MARISMAS NACIONALES | LAGUNA AGUA BRAVA | COSTERO (HUMEDAL) | LAGUNA | -105.6338 | 22.1855 | 2022 | 21 | 52 | 94.7 | 71.2 | 55.1 | 3 | 1 | 1 | Good
DLNAY1967 | EMBARCADERO "OTATITOS" | PACÃƒÂFICO NORTE | NAYARIT | TECUALA | GRUPO DE CORRIENTES MARISMAS NACIONALES | ESTERO TEACAPAN | COSTERO (HUMEDAL) | ESTERO | -105.6917 | 22.469 | 2022 | 10 | 448 | 83.3 | 73.6 | 61.6 | 3 | 1 | 1 | Good
OCGCE3205 | DESEMBOCADURA RIO PAPALOAPAN | GOLFO CENTRO | VERACRUZ DE IGNACIO DE LA LLAVE | ALVARADO | LLANURAS DE PAPALOAPAN | RIO PAPALOAPAN | LÃƒÂ“TICO - COSTERO (HUMEDAL) | ESTUARIO | -95.7488 | 18.7911 | 2022 | 23 | 150 | 69 | 67 | 66 | 7701 | 1 | 1 | Poor
OCGNO3510 | RIO PANUCO, 6.8 KM AGUAS ARRIBA DE LA DESEMBOCADURA DE RIO PANUCO | GOLFO NORTE | VERACRUZ DE IGNACIO DE LA LLAVE | PUEBLO VIEJO | RÃƒÂO PÃƒÂNUCO 2 | RIO PANUCO | LÃƒÂ“TICO - COSTERO (HUMEDAL) | ESTUARIO | -97.8378 | 22.2301 | 2022 | 75 | 2400 | 75 | 70 | 65 | 3 | 1 | 1 | Regular
OCGNO3511 | RIO PANUCO, 4.5 KM AGUAS ARRIBA DE LA DESEMBOCADURA DE RIO PANUCO | GOLFO NORTE | VERACRUZ DE IGNACIO DE LA LLAVE | PUEBLO VIEJO | RÃƒÂO PÃƒÂNUCO 2 | RIO PANUCO | LÃƒÂ“TICO - COSTERO (HUMEDAL) | ESTUARIO | -97.8228 | 22.2455 | 2022 | 36 | 2400 | 78 | 72 | 69 | 72 | 1 | 1 | Regular
OCGNO3513 | TERMINAL MARITIMA MADERO | GOLFO NORTE | TAMAULIPAS | CIUDAD MADERO | RÃƒÂO PÃƒÂNUCO 2 | RIO PANUCO | LÃƒÂ“TICO - COSTERO (HUMEDAL) | ESTUARIO | -97.8064 | 22.254 | 2022 | 64 | 2400 | 69 | 67 | 65 | 309 | 1 | 1 | Poor
OCGNO3514 | PANUCO II | GOLFO NORTE | TAMAULIPAS | CIUDAD MADERO | RÃƒÂO PÃƒÂNUCO 2 | RIO PANUCO | LÃƒÂ“TICO - COSTERO | ESTUARIO | -97.7836 | 22.2631 | 2022 | 57 | 2400 | 76 | 72 | 69 | 712 | 1 | 1 | Poor
OCPBC4275 | TIJUANA III | PENÃƒÂNSULA DE BAJA CALIFORNIA | BAJA CALIFORNIA | TIJUANA | DESCANSO-LOS MÃƒÂ‰DANOS | OCEANO PACIFICO | COSTERO | OCÃƒÂ‰ANO-MAR | -117.1002 | 32.4195 | 2022 | 11.1 | 3 | 113.6 | 113.2 | 112.6 | 3 | 1 | 1 | Good
OCPBC4300 | PLAYA ENSENADASEG 4, 2 | PENÃƒÂNSULA DE BAJA CALIFORNIA | BAJA CALIFORNIA | ENSENADA | ENSENADA-EL GALLO | OCEANO PACIFICO | COSTERO | OCÃƒÂ‰ANO-MAR | -116.6094 | 31.8249 | 2022 | 14.3 | 3 | 126.6 | 100.9 | 96.9 | 3 | 1 | 1 | Good
OCPNO4471 | ENSENADA PABELLONES 3 | PACÃƒÂFICO NORTE | SINALOA | CULIACÃƒÂN | GRUPO DE CORRIENTES PABELLONES | CUERPO DE AGUA DEL HUMEDAL | COSTERO (HUMEDAL) | BAHIA | -107.7722 | 24.4966 | 2022 | 16.9 | 52 | 105.8 | 103.6 | 102.2 | 3 | 1 | 1 | Good
OCPNO4472 | BAHIA DE ALTATA SALIDA | PACÃƒÂFICO NORTE | SINALOA | CULIACÃƒÂN | GRUPO DE CORRIENTES PABELLONES | BAHIA ALTATA SALIDA | COSTERO | BAHIA | -107.8159 | 24.521 | 2022 | 14.4 | 249 | 106.7 | 105.5 | 104.8 | 3 | 1 | 1 | Good
OCPYU4912W1 | HUMEDAL DE IMPORTANCIA ESPECIALMENTE PARA LA CONSERVACION DE AVES ACUATICAS RESERVA RIA LAGARTOS 5 | PENÃƒÂNSULA DE YUCATÃƒÂN | YUCATÃƒÂN | RÃƒÂO LAGARTOS | YUCATÃƒÂN (RESTO DE RH 32) | RIA LAGARTOS | LÃƒÂ“TICO - COSTERO (HUMEDAL) | RÃƒÂO | -88.0556 | 21.5932 | 2022 | 16.8 | 410 | 104.6 | 53.8 | 52.7 | 3 | 1 | 1 | Good
SC-11 | PM SITIO 2 REF 3 | FRONTERA SUR | TABASCO | PARAISO | CAXCUCHAPA | RÃƒÂO SECO | COSTERO Y SEDIMENTOS | RÃƒÂO | -93.1823 | 18.4154 | 2022 | 10 | 15342 | 103 | 38.55 | 15.05 | 73 | 1 | 1 | Regular